## Master (hidden)
Sl No | Tag. | Dept | Material | Tag | Material Description | UOM | Stock | Stock Value | Mat. Type | Last Rct.Dt. | Last Issue Date | NM days | Remarks Obsolete / surplus / Unserviceable
1881 | Non Moving Item | CHP | M6806300019 | Non Moving Item | INST COUPLING FEMALE ND 40 9224Y 011 | NO | 70 | 83508.44 | ZSPR | 2019-02-25 | 2019-03-29 | 2469 | Critical item
1873 | Non Moving Item | CHP | M5530106076 | Non Moving Item | SPACER,M17885/4,ELECON EPC,APRON FEEDER | NO | 2 | 15647 | ZSPR | 2019-10-18 |  | 2266 | Critical item
1937 | Non Moving Item | EMD | M8216456149 | Non Moving Item | LAMP,DISC,HPSV,ELLIPTICAL,70W,E27 | NO | 1208 | 212220.71 | ZOTS | 2019-08-22 | 2020-07-21 | 1989 | New Declared surplus Material
1944 | Non Moving Item | EMD | M8251114156 | Non Moving Item | BALLAST,LTG,ELECT,2X28W | NO | 400 | 84960 | ZOTS | 2019-10-31 | 2020-06-26 | 2014 | New Declared surplus Material
1942 | Non Moving Item | EMD | M8226322054 | Non Moving Item | GLASS BOWL,SON,70W,CGL | NO | 75 | 41233.43 | ZOTS | 2020-06-17 |  | 2023 | New Declared surplus Material
1948 | Non Moving Item | EMD | M8255912246 | Non Moving Item | LAMPHOLDER,PORCELAIN,ES27,BAJAJ | NO | 660 | 17523 | ZOTS | 2020-11-12 | 2020-11-18 | 1869 | New Declared surplus Material
1952 | Non Moving Item | EMD | M8325336253 | Non Moving Item | CAPACITOR,PAPER,2.5MFD,440VAC,EPCOS | NO | 400 | 6608 | ZSPR | 2020-11-12 | 2020-11-18 | 1869 | New Declared surplus Material
1938 | Non Moving Item | EMD | M8216557149 | Non Moving Item | LAMP,DISC,HPSV,OVOID,SC,70W,250V | NO | 50 | 6372 | ZOTS | 2019-08-22 | 2020-06-26 | 2014 | New Declared surplus Material
1949 | Non Moving Item | EMD | M8255912422 | Non Moving Item | LAMPHOLDER,PORCELAIN,E27,SC,70W,ESB-202 | NO | 75 | 4520.08 | ZOTS | 2020-06-17 |  | 2023 | New Declared surplus Material
1936 | Non Moving Item | EMD | M8216156501 | Non Moving Item | LAMP,DISC,HPSV,TUBULAR,400W | NO | 7 | 4173.33 | ZOTS | 2020-06-17 | 2018-03-20 | 2843 | New Declared surplus Material
1935 | Non Moving Item | EMD | M8216156146 | Non Moving Item | LAMP,DISC,HPSV,TUBULAR,SC,70W,230V | NO | 7 | 2879.72 | ZOTS | 2020-06-17 | 2018-09-20 | 2659 | New Declared surplus Material
1943 | Non Moving Item | EMD | M8226351067 | Non Moving Item | GLASS COVER,240V,1X100/200W,BAJAJ | NO | 5 | 666.45 | ZOTS | 2020-06-17 |  | 2023 | New Declared surplus Material
1941 | Non Moving Item | EMD | M8226230157 | Non Moving Item | FRONT GLASS FOR FIXTURE TYPE-PF,`BAJAJ' | NO | 1 | 663.77 | ZOTS | 2020-06-18 |  | 2022 | New Declared surplus Material
1934 | Non Moving Item | EMD | M8215136253 | Non Moving Item | LAMP,DISC,HPMV,ELLIPTICAL,125W,250V | NO | 2 | 376.97 | ZOTS | 2020-06-17 |  | 2023 | New Declared surplus Material
1951 | Non Moving Item | EMD | M8255969428 | Non Moving Item | LAMPHOLDER,PORCELAIN,SCREW FIT,100W | NO | 15 | 301.29 | ZOTS | 2020-06-17 |  | 2023 | New Declared surplus Material
1940 | Non Moving Item | EMD | M8226134356 | Non Moving Item | GLASS BOWL,HPMV,125W,POST TOP LANTERN | NO | 1 | 272.27 | ZOTS | 2020-06-17 |  | 2023 | New Declared surplus Material
1945 | Non Moving Item | EMD | M8255112426 | Non Moving Item | LAMPHOLDER,HPSV,70W | NO | 4 | 214.78 | ZOTS | 2020-06-17 |  | 2023 | New Declared surplus Material
1947 | Non Moving Item | EMD | M8255269100 | Non Moving Item | LAMPHOLDER,PENDANT,BC,100W,BRASS | NO | 7 | 141.14 | ZOTS | 2020-06-17 |  | 2023 | New Declared surplus Material
1939 | Non Moving Item | EMD | M8225845008 | Non Moving Item | 2X10W indcnt LAMP batt opertaed e-light | NO | 1 | 132.86 | ZOTS | 2020-06-18 |  | 2022 | New Declared surplus Material
1946 | Non Moving Item | EMD | M8255169282 | Non Moving Item | LAMPHOLDER,PENDANT,SC,100W,BRASS | NO | 5 | 101.1 | ZOTS | 2020-06-17 |  | 2023 | New Declared surplus Material
1950 | Non Moving Item | EMD | M8255921242 | Non Moving Item | LAMPHOLDER,HPSV,125W | NO | 1 | 61.07 | ZOTS | 2020-06-17 |  | 2023 | New Declared surplus Material
1 | Surplus Material | C&I | M9414456011 | Surplus Material | BIMETAL OVERLOAD RELAY | NO | 1 | 7125.66 | ZSPR | 2018-04-13 |  | 2819 | Old Declared Surplus Material
2 | Surplus Material | C&I | M9455163111 | Surplus Material | GAUGE GLASS ASSY,1200/1250 | NO | 3 | 3540 | ZSPR | 2018-04-04 |  | 2828 | Old Declared Surplus Material
1867 | Non Moving Item | CHP | M5530106002 | Non Moving Item | SHAFT HEAD,M17834/3,ELECON,APRON FEEDER | NO | 2 | 3316950.2 | ZSPR | 2019-10-18 |  | 2266
1883 | Non Moving Item | CHP | M0350210179 | Non Moving Item | SHEET/STRIP,HEAVY DUTY,LDPE,0.25MM,35X5M | NO | 400 | 1999821.09 | ZOTS | 2018-08-04 | 2019-09-12 | 2302
1868 | Non Moving Item | CHP | M5530106020 | Non Moving Item | BEARING BLOCK ASSY,ELECON,APRON FEEDER | NO | 4 | 1451254 | ZSPR | 2018-09-19 |  | 2660 | Critical item
1838 | Non Moving Item | CHP | M5507246203 | Non Moving Item | BELT,CONVEYOR,NN,NYL,FR,1200MM,800KN/M/4 | M | 250 | 1154147.27 | ZSPR | 2019-04-20 |  | 2447 | Critical item
1685 |  | CHP | M2052201851 |  | SHRINK DISC,ELECON,KCH315 | NO | 2 | 947517 | ZOTS | 2020-09-03 |  | 1945 | Critical item
2103 | Non Moving Item | chp | M2052204003 | Non Moving Item | INPUT PINION SP BVL,ELECON,KCN-500 | NO | 1 | 850780.27 | ZSPR | 2019-06-11 |  | 2395 | Critical item
1689 |  | CHP | M2052227402 |  | INPUT PINION,ELECON,PWD-18 | NO | 2 | 826145.11 | ZSPR | 2020-09-03 |  | 1945
1844 | Non Moving Item | CHP | M5516576019 | Non Moving Item | SHAFT,M17109/2,ELECON,VIB GRIZZLY FEEDER | NO | 2 | 713817 | ZSPR | 2019-08-23 |  | 2322 | Critical item
1722 |  | CHP | M5522717104 |  | SPUR GEAR WHEEL,ELECON,STACKER RECLAIMER | NO | 4 | 701755.18 | ZSPR | 2020-10-16 |  | 1902 | Critical item
1866 | Non Moving Item | CHP | M5524517102 | Non Moving Item | DRIVE WHEEL,F28089/1,ELECON EPC,2400TPH | NO | 6 | 649614.6 | ZSPR | 2018-09-15 |  | 2664 | Critical item
1878 | Non Moving Item | CHP | M5668106103 | Non Moving Item | ROTOR,MS,RF,250TPH,A-199-S | NO | 3 | 631890 | ZSPR | 2019-08-24 |  | 2321 | Critical item
1759 | Non Moving Item | CHP | M2041279025 | Non Moving Item | COUPLING,METALLIC DISC,FLUID,SC-12 | NO | 3 | 623946.56 | ZSPR | 2019-04-22 |  | 2445
1710 |  | CHP | M3295017084 |  | THRUST COLLAR,MDG 455 | NO | 1 | 566849.5 | ZSPR | 2020-09-11 |  | 1937
1781 | Non Moving Item | CHP | M2041280322 | Non Moving Item | OUTPUT SHAFT,FLUIDOMAT,COUPLING,SC-14 | NO | 1 | 490596 | ZSPR | 2019-04-22 |  | 2445
2976 | Non Moving Item | EMD | M8723785787 | Non Moving Item | CT:3000/5A:765KV:PS,PS,0.2,PS,PS | NO | 2 | 4569506 | ZSPR | 2018-03-27 |  | 2836 | Critical item
2356 | Non Moving Item | EMD | M8176110026 | Non Moving Item | INSULATOR,DISC,765KV,OH LINE | NO | 3478 | 4082171.65 | ZSPR | 2018-03-27 |  | 2836 | Critical item
23 | Surplus Material | EMD | M8589845014 | Surplus Material | RMU FOR 33KV VCB:SCHNEIDER MAKE | NO | 1 | 3414697 | ZSPR | 2015-12-03 |  | 3681 | Old Declared Surplus Material
2322 | Non Moving Item | EMD | M8110492704 | Non Moving Item | CABLE,PWR,120MM2,3.5C,AL,1.1KV,AR,XLPE | M | 3223 | 1697718.33 | ZOTH | 2019-10-22 | 2019-10-25 | 2259 | critical spare
2328 | Non Moving Item | EMD | M8112145147 | Non Moving Item | CABLE,PWR,2.5MM2,3C,CU,1.1KV,PVC | M | 11153 | 1493485.76 | ZOTH | 2019-02-27 |  | 2499 | critical spare
2012 | Non Moving Item | EMD | M8730179025 | Non Moving Item | XFMR,DRY,415V,433V,100KVA,3PH,DYN11 | NO | 6 | 1349920 | ZSPR | 2020-10-09 |  | 1909 | critical spare
3725 | Non Moving Item | EMD | M3266177039 | Non Moving Item | CASING WEAR RING,502.02,LUVAK:250-400/1 | NO | 3 | 1346797.01 | ZSPR | 2018-12-29 |  | 2559
21 | Surplus Material | EMD | M8396016010 | Surplus Material | 100KVAR POWER FACTOR IMPROVEMENT PANEL | NO | 8 | 1322400 | ZOTH | 2015-09-05 | 2017-05-16 | 3151 | Old Declared Surplus Material
25 |  | AHD | M0517580808 |  | CORD,NPRN,IS11149-T3-CL3A,8MM | M | 30 | 778.8 | ZOTS | 2019-04-25 | 2020-07-29 | 1981
26 |  | AHD | M2041667000 |  | COMP ASSY,PEMBRIL,COUPLING,SDFC-370 | NO | 2 | 244699.51 | ZSPR | 2019-01-04 | 2020-09-08 | 1940 | Critical item
27 |  | AHD | M2041667001 |  | IMPELLER,PEMBRIL,SDFC370 | NO | 3 | 121210.95 | ZSPR | 2020-09-26 |  | 1922
28 |  | AHD | M2041667003 |  | RUNNER,PEMBRIL,SDFC370 | NO | 3 | 77161.59 | ZSPR | 2020-09-26 |  | 1922
29 |  | AHD | M2041667008 |  | BEARING LINER,PEMBRIL,COUPLING,PST-660 | NO | 4 | 45663.39 | ZSPR | 2020-09-26 |  | 1922
30 |  | AHD | M2041667011 |  | OIL SEAL,PEMBRIL,COUPLING,SDFC-370 | NO | 12 | 19062.27 | ZSPR | 2020-09-26 |  | 1922
31 |  | AHD | M2041667012 |  | COUPLING,FLEXIBLE,SDFC370,PEMBRIL | NO | 4 | 77722.29 | ZSPR | 2020-09-26 | 2020-02-28 | 2133
32 |  | AHD | M2041667014 |  | PEMBRIL:SDFC370:CASING BOLT #14 | NO | 72 | 11339.5 | ZSPR | 2020-09-26 |  | 1922
33 |  | AHD | M2041667016 |  | PEMBRIL:SDFC370:RUNNER BOLT HEX HEAD #16 | NO | 24 | 4473.92 | ZSPR | 2020-09-26 |  | 1922
34 |  | AHD | M2041667017 |  | PEMBRIL:SDFC370:NUT CLEVILOCK RUNR/SHAFT | NO | 24 | 3959.6 | ZSPR | 2020-09-26 |  | 1922
35 |  | AHD | M2041667018 |  | BONDED SEAL,PEMBRIL,COUPLING,SDFC-370 | NO | 12 | 3973.72 | ZSPR | 2020-09-26 |  | 1922
36 |  | AHD | M2041667019 |  | FILLING PLUG,PEMBRIL,COUPLING,SDFC-370 | NO | 3 | 1982.01 | ZSPR | 2020-09-26 | 2020-02-28 | 2133
37 |  | AHD | M2041667024 |  | CPLG-PEMBRIL-SDFC370-HH SCREW PLATE/CHAM | NO | 18 | 3187.12 | ZSPR | 2020-09-26 |  | 1922
38 |  | AHD | M2041667026 |  | FUSIBLE PLUG,PEMBRIL,COUPLING,SDFC-370 | NO | 6 | 4246 | ZSPR | 2020-09-26 | 2020-02-28 | 2133
39 |  | AHD | M2041667027 |  | WASHER FUSIBLE PLUG #43A SDFC370:PEMBRIL | NO | 6 | 899.93 | ZSPR | 2020-09-26 |  | 1922
40 |  | AHD | M2041667033 |  | KEY,PEMBRIL,COUPLING,SDFC-370 | NO | 6 | 2114.12 | ZSPR | 2020-09-26 |  | 1922
41 |  | AHD | M2041667034 |  | DOWEL CASING,PEMBRIL,COUPLING,SDFC-370 | NO | 15 | 2686.92 | ZSPR | 2020-09-26 |  | 1922
42 |  | AHD | M2041667035 |  | COVER PLATE,PEMBRIL,COUPLING,SDFC-370 | NO | 4 | 5619.51 | ZSPR | 2020-09-26 |  | 1922
43 |  | AHD | M2041667037 |  | BEARING LINER,PEMBRIL,COUPLING,SDFC-370 | NO | 4 | 16821.48 | ZSPR | 2020-09-26 |  | 1922
44 |  | AHD | M2052575800 |  | GEAR BOX ASSY,PETL,SP218 | NO | 2 | 198543.88 | ZSPR | 2020-03-03 |  | 2129 | Critical item
45 |  | AHD | M2052575803 |  | OUTPUT WHEEL,PJ2000277900,PETL,PET:SP218 | NO | 3 | 13542.79 | ZSPR | 2020-03-03 |  | 2129 | Critical item
46 |  | AHD | M2052575804 |  | THIRD GEAR,PJ2000204510,PETL,SP-218 | NO | 3 | 4755.54 | ZSPR | 2020-03-03 |  | 2129 | Critical item
47 |  | AHD | M2052575805 |  | SECOND WHEEL,PJ2000204460,GB,SP-218 | NO | 3 | 54679.81 | ZSPR | 2020-03-03 |  | 2129 | Critical item
48 |  | AHD | M2052575806 |  | MOTOR GEAR,PJ2000204440,PETL,SP-218 | NO | 3 | 21999.69 | ZSPR | 2020-03-03 |  | 2129 | Critical item
49 |  | AHD | M2052575807 |  | I/P SHAFT,PJ2000204350,PETL,SP-218 | NO | 3 | 31343.17 | ZSPR | 2020-03-03 |  | 2129 | Critical item
50 |  | AHD | M2455201029 |  | ELECTRODE,WLDG,ER80S-G,2.4MM,1000MM | KG | 15 | 7044.67 | ZOTS | 2020-02-12 | 2020-06-10 | 2030
51 |  | AHD | M3192766062 |  | SEAL RING,FLOWMORE,F5423A(80X80) | NO | 4 | 82673.33 | ZSPR | 2020-04-06 | 2020-09-08 | 1940
52 |  | AHD | M3192766065 |  | PACKING GLAND,FLOWMORE,F5423A(80X80) | NO | 3 | 77584.54 | ZSPR | 2020-04-06 | 2020-04-15 | 2086
53 |  | AHD | M3192766071 |  | LOCK WASHER BEARING,FLOWMORE,F5423A | NO | 3 | 5001.48 | ZSPR | 2020-04-06 | 2020-04-15 | 2086
54 |  | AHD | M3192766073 |  | BEARING LOCK NUT,FLOWMORE,F5423A | NO | 3 | 5346.95 | ZSPR | 2020-04-06 | 2020-04-15 | 2086
55 |  | AHD | M3192766074 |  | KEY,FLOWMORE,F5423A,80X80 | NO | 4 | 18182.11 | ZSPR | 2020-04-06 | 2020-04-15 | 2086
56 |  | AHD | M3192766077 |  | BEARING COVER OUTER,FLOWMORE | NO | 3 | 35810.65 | ZSPR | 2020-04-06 | 2020-09-08 | 1940
57 |  | AHD | M3192766079 |  | FRAME,FLOWMORE,F5423A(80X80) | NO | 3 | 296029.31 | ZSPR | 2020-04-06 | 2020-04-15 | 2086
58 |  | AHD | M3192766080 |  | BEARING COVER INNER,FLOWMORE,F5423A | NO | 4 | 45496.1 | ZSPR | 2020-04-06 | 2020-09-08 | 1940
59 |  | AHD | M3235046007 |  | LINER STUD,918-321-332,INDURE WARMAN | NO | 12 | 11257.28 | ZSPR | 2020-11-10 |  | 1877
60 |  | AHD | M3235046013 |  | INNER SHELL SEAL,918-321-R03,A-918-321 | NO | 4 | 72500.2 | ZSPR | 2020-11-10 |  | 1877
61 |  | AHD | M3235046103 |  | INNER SHELL SEAL,A-918-401 | NO | 12 | 257438.92 | ZSPR | 2020-11-10 |  | 1877 | Critical item
62 |  | AHD | M3235516031 |  | LABYRINTH,INDURE WARMAN,A-918-241 | NO | 8 | 75633.65 | ZSPR | 2020-11-10 |  | 1877
63 |  | AHD | M3235516032 |  | END COVER,918-241-024,INDURE WARMAN | NO | 6 | 56086.45 | ZSPR | 2020-11-10 |  | 1877
64 |  | AHD | M3235516037 |  | PISTON RING,918-241-348,INDURE WARMAN | NO | 16 | 43544.39 | ZSPR | 2020-11-10 |  | 1877
65 |  | AHD | M3303000050 |  | PUMP ASSY,VERDERFLEX,PUMP | NO | 2 | 3859602.96 | ZSPR | 2020-08-11 |  | 1968
66 |  | AHD | M3303000052 |  | O-RING FRONT COVER,129.0079,VERDERFLEX | NO | 6 | 86829.72 | ZSPR | 2020-08-11 |  | 1968
67 |  | AHD | M3303000053 |  | INSPECTION WINDOW,129.1225,VERDERFLEX | NO | 4 | 84008.76 | ZSPR | 2020-08-11 |  | 1968
68 |  | AHD | M3303000055 |  | FILLER TUBE,129.0761,VERDERFLEX | NO | 2 | 28109.82 | ZSPR | 2020-08-11 |  | 1968
69 |  | AHD | M3303000056 |  | ROTOR,129.0466,VERDERFLEX,VF-40 | NO | 1 | 138247.09 | ZSPR | 2020-08-11 |  | 1968
70 |  | AHD | M3303000058 |  | ROTOR SHOE,129.1358.A,VERDERFLEX,VF-40 | NO | 3 | 380843.25 | ZSPR | 2020-08-11 |  | 1968
71 |  | AHD | M3303000059 |  | ROTOR SHOE SHIM PACK,129.1389,VERDERFLEX | SET | 3 | 31181.91 | ZSPR | 2020-08-11 |  | 1968
72 |  | AHD | M3303000062 |  | PORT FLANGE INSERT,129.1412.S,VERDERFLEX | NO | 2 | 141786.28 | ZSPR | 2020-08-11 |  | 1968
73 |  | AHD | M3303000063 |  | TAPER LOCK BUSH,129.0065.42,VERDERFLEX | NO | 6 | 61474.43 | ZSPR | 2020-08-11 |  | 1968
74 |  | AHD | M3303000064 |  | PORT FLANGE O-RING,129.1434,VERDERFLEX | NO | 6 | 61474.43 | ZSPR | 2020-08-11 |  | 1968
75 |  | AHD | M3303000065 |  | PORT FLANGE O-RING,129.1402,VERDERFLEX | NO | 6 | 30733.58 | ZSPR | 2020-08-11 |  | 1968
76 |  | AHD | M3303000066 |  | PORT FLANGE SEAL KIT,129.2035,VERDERFLEX | NO | 3 | 68962.67 | ZSPR | 2020-08-11 |  | 1968
77 |  | AHD | M3303000067 |  | DRIVE GASKET,129.0483,VERDERFLEX | NO | 6 | 10025.85 | ZSPR | 2020-08-11 |  | 1968
78 |  | AHD | M3303000071 |  | HOSE,129.1005,VERDERFLEX,VF-40 | NO | 6 | 619336.69 | ZSPR | 2020-08-11 |  | 1968
79 |  | AHD | M3303000073 |  | DETECTION KIT,129.072,VERDERFLEX | NO | 1 | 59593.81 | ZSPR | 2020-08-11 |  | 1968
80 |  | AHD | M3303000074 |  | LUBRICANT,129.142,VERDERFLEX | L | 70 | 269740.75 | ZSPR | 2020-08-11 |  | 1968
81 |  | AHD | M3370736003 |  | GASKET SET,T3S-70/46 | NO | 4 | 44350.93 | ZSPR | 2020-09-14 |  | 1934
82 |  | AHD | M3370996373 |  | CARTRIDGE,TUSHACO,T3ST 38/46 | NO | 2 | 635982.79 | ZSPR | 2020-09-14 |  | 1934
83 |  | AHD | M3377116021 |  | PUMP PULLEY,SIZE-200 | NO | 18 | 878959.41 | ZSPR | 2019-05-11 | 2020-11-09 | 1878
84 |  | AHD | M3395616113 |  | OIL LEVEL INDICATOR,D20TC | NO | 1 | 706.86 | ZSPR | 2020-08-11 |  | 1968
85 |  | AHD | M3395726026 |  | DEFLECTOR,0-856/I-C&40,WPIL | NO | 1 | 6384 | ZSPR | 2020-08-11 |  | 1968
86 |  | AHD | M3398016024 |  | NEEDLE VALVE,921.050.001,ZPM-800 | NO | 12 | 182351.98 | ZSPR | 2020-08-22 |  | 1957
87 |  | AHD | M3398016032 |  | VENT LINE UNIT,828.950.140W,ZPM-800 | NO | 12 | 739152 | ZSPR | 2020-07-30 |  | 1980 | Critical item
88 |  | AHD | M3398016099 |  | SEALING RING,931.191.125,ZPM-800 | NO | 12 | 123786.99 | ZSPR | 2020-08-22 |  | 1957 | Critical item
89 |  | AHD | M3398016109 |  | ACCUMULATOR,973.000.021,ZPM-800 | NO | 3 | 682824 | ZSPR | 2020-09-25 |  | 1923 | Critical item
90 |  | AHD | M3398016112 |  | GLOBE VALVE,921.100.100,ZPM-800 | NO | 3 | 39471 | ZSPR | 2020-08-22 |  | 1957 | Critical item
91 |  | AHD | M3398016125 |  | O-RING,931.030.902,ZPM-800 | NO | 6 | 5324 | ZSPR | 2020-08-22 |  | 1957 | Critical item
92 |  | AHD | M3398016157 |  | O-RING,931.031.337,ZPM-800 | NO | 7 | 4277 | ZSPR | 2020-08-22 |  | 1957 | Critical item
93 |  | AHD | M3398016173 |  | BUSH,843.150.611,ZPM-800 | NO | 6 | 223615 | ZSPR | 2020-09-25 |  | 1923
94 |  | AHD | M3398016175 |  | ROD SEAL,933.111.045,ZPM-800 | NO | 15 | 71542.99 | ZSPR | 2020-08-22 |  | 1957 | Critical item
95 |  | AHD | M3398016176 |  | ROD SEAL,933.111.075,ZPM-800 | NO | 15 | 163052 | ZSPR | 2020-09-25 |  | 1923 | Critical item
96 |  | AHD | M3398016195 |  | SEALING RING,822.120.014,ZPM-800 | NO | 34 | 32124.84 | ZSPR | 2020-08-22 |  | 1957 | Critical item
97 |  | AHD | M3398016219 |  | SEAL,776.000.034,ZPM-800 | M | 16 | 88735.99 | ZSPR | 2020-08-22 |  | 1957 | Critical item
98 |  | AHD | M3403990073 |  | VALVE,CHK,FLG,IS5312,CI,400MM,150MM | NO | 3 | 28992 | ZSPR | 2019-03-06 | 2020-03-07 | 2125
99 |  | AHD | M3408936059 |  | REGULATOR,1900071062,ATLAS COPCO | NO | 2 | 362009.5 | ZSPR | 2020-02-24 |  | 2137
100 |  | AHD | M3408990515 |  | GEAR PINION,1614681303,ATLAS COPCO | NO | 1 | 111.62 | ZSPR | 2020-12-15 |  | 1842
101 |  | AHD | M3408990618 |  | SEAL WASHER,0661100042,ATLAS COPCO | NO | 2 | 29854.74 | ZSPR | 2020-12-15 |  | 1842
102 |  | AHD | M3408990620 |  | SEAL WASHER,0661 1000 46,ATLAS COPCO | NO | 2 | 59709.47 | ZSPR | 2020-12-15 |  | 1842
103 |  | AHD | M3408990839 |  | WATER DRAIN,1622 8551 85,ATLAS COPCO | NO | 2 | 89564.21 | ZSPR | 2020-12-15 |  | 1842
104 |  | AHD | M3408990845 |  | PUMP ELEMENT,2901 1113 00,ATLAS COPCO | NO | 1 | 111.62 | ZSPR | 2020-12-15 |  | 1842
105 |  | AHD | M3408990848 |  | OUTER SEAL RING,1616 6455 00,ATLAS COPCO | NO | 2 | 111.62 | ZSPR | 2020-12-15 |  | 1842
106 |  | AHD | M3408990871 |  | LEVEL SENSOR,1089 0659 57,ATLAS COPCO | NO | 3 | 64036.05 | ZSPR | 2020-02-24 |  | 2137
107 |  | AHD | M3408990874 |  | CABLE,1614 8519 01,ATLAS COPCO | NO | 2 | 24437.55 | ZSPR | 2020-07-25 |  | 1985
108 |  | AHD | M3408990875 |  | SENSOR CABLE,1614812602,ATLAS COPCO | NO | 2 | 32941.49 | ZSPR | 2020-02-24 |  | 2137
109 |  | AHD | M3408990878 |  | SOLENOID VALVE,1089 0640 44,ATLAS COPCO | NO | 3 | 102755.4 | ZSPR | 2020-02-24 |  | 2137
110 |  | AHD | M3408990931 |  | CHECK VALVE,1202 8522 03,ATLAS COPCO | NO | 2 | 447823.05 | ZSPR | 2020-12-15 |  | 1842
111 |  | AHD | M3408990963 |  | COUPLING,1617 5473 80,ATLAS COPCO | NO | 1 | 111955.76 | ZSPR | 2020-12-15 |  | 1842
112 |  | AHD | M3408991136 |  | LP PINION,1616623701,ATLAS COPCO | NO | 1 | 111.62 | ZSPR | 2020-12-15 |  | 1842
113 |  | AHD | M3408991229 |  | SEAL,1621668300,ATLAS COPCO | NO | 4 | 179129.42 | ZSPR | 2020-12-15 |  | 1842
114 |  | AHD | M5654026019 |  | ELBOW,22.5DEG,250NB,ACI | NO | 12 | 233462.06 | ZSPR | 2020-11-10 |  | 1877
115 | Non Moving Item | AHD | M2041667007 | Non Moving Item | SHAFT,PEMBRIL,COUPLING,SDFC-370 | NO | 4 | 60983.12 | ZSPR | 2019-01-04 |  | 2553
116 | Non Moving Item | AHD | M2052459303 | Non Moving Item | PINION SHAFT,ALLENBERRY,CSA-180 | NO | 1 | 140171.94 | ZSPR | 2019-12-21 |  | 2202
117 | Non Moving Item | AHD | M2052459310 | Non Moving Item | OUTPUT SHAFT,ALLENBERRY,CSA-180 | NO | 1 | 26714.41 | ZSPR | 2019-12-21 |  | 2202
118 | Non Moving Item | AHD | M2052459311 | Non Moving Item | GEAR,ALLENBERRY,CSA-180 | NO | 1 | 166874.05 | ZSPR | 2019-12-21 |  | 2202
119 | Non Moving Item | AHD | M2052631002 | Non Moving Item | PINION SHAFT,ALLENBERRY,CSA-250 | NO | 1 | 290298.58 | ZSPR | 2019-12-21 |  | 2202 | Critical item
120 | Non Moving Item | AHD | M2052631009 | Non Moving Item | OUTPUT SHAFT,ALLENBERRY,CSA-250 | NO | 1 | 55288.72 | ZSPR | 2019-12-21 |  | 2202 | Critical item
121 | Non Moving Item | AHD | M2052631010 | Non Moving Item | GEAR,ALLENBERRY,CSA-250 | NO | 1 | 345587.3 | ZSPR | 2019-12-21 |  | 2202 | Critical item
122 | Non Moving Item | AHD | M3192316202 | Non Moving Item | CAP,FLOWMORE,F5826:(150X125) | NO | 8 | 554453.42 | ZSPR | 2019-11-11 |  | 2242
123 | Non Moving Item | AHD | M3192316217 | Non Moving Item | COVER,FLOWMORE,F5826:(150X125) | NO | 14 | 356188.83 | ZSPR | 2019-11-11 |  | 2242
124 | Non Moving Item | AHD | M3192316230 | Non Moving Item | KEY,F/PUMP HALF COUPLING,F5826:150X125 | NO | 18 | 91693.78 | ZSPR | 2019-11-11 |  | 2242
125 | Non Moving Item | AHD | M3192766004 | Non Moving Item | LOCK WASHER,FLOWMORE,PUMP,FIG 5823A | NO | 29 | 62715.3 | ZSPR | 2019-04-23 |  | 2444
126 | Non Moving Item | AHD | M3192766005 | Non Moving Item | BEARING LOCK NUT,FLOWMORE,F5823A | NO | 29 | 46128.32 | ZSPR | 2019-04-23 |  | 2444
127 | Non Moving Item | AHD | M3192766007 | Non Moving Item | SHAFT COLLAR,FLOWMORE,F5823A(250X200) | NO | 23 | 693597.98 | ZSPR | 2019-04-23 |  | 2444
128 | Non Moving Item | AHD | M3192766009 | Non Moving Item | GLAND ASSY,FLOWMORE,F5823A(250X200) | NO | 23 | 896911.91 | ZSPR | 2019-04-23 |  | 2444
129 | Non Moving Item | AHD | M3247816118 | Non Moving Item | SLEEVE LOCK NUT,33400,KBL,DSM 150/52 | NO | 8 | 17935.72 | ZSPR | 2019-11-23 |  | 2230
130 | Non Moving Item | AHD | M3247816119 | Non Moving Item | BEARING LOCK NUT,33600,KBL,DSM 150/52 | NO | 8 | 9024.84 | ZSPR | 2019-12-12 |  | 2211
131 | Non Moving Item | AHD | M3247816120 | Non Moving Item | GREASE NIPPLE,44100,KBL,DSM 150/52 | NO | 2 | 371.12 | ZSPR | 2019-12-12 |  | 2211
132 | Non Moving Item | AHD | M3247816121 | Non Moving Item | VENT VALVE,45000,KBL,DSM 150/52 | NO | 2 | 1085.12 | ZSPR | 2019-12-12 |  | 2211
133 | Non Moving Item | AHD | M3253916006 | Non Moving Item | VENT VALVE,45000,KBL,UP 150/56 | NO | 3 | 1020 | ZSPR | 2019-12-12 |  | 2211
134 | Non Moving Item | AHD | M3253916007 | Non Moving Item | LOCK NUT,33600,KBL,UP 150/56 | NO | 3 | 2251 | ZSPR | 2019-12-12 |  | 2211
135 | Non Moving Item | AHD | M3377116010 | Non Moving Item | SIZE-200:GLAND COVER | NO | 10 | 86692.8 | ZSPR | 2019-05-11 |  | 2426 | Critical item
136 | Non Moving Item | AHD | M5683026008 | Non Moving Item | RAIN HOOD,250NB | NO | 4 | 5836.35 | ZSPR | 2019-04-30 |  | 2437
137 | Non Moving Item | AHD | M0517580206 | Non Moving Item | CORD,NPRN,IS11149,2MM | M | 100 | 944 | ZOTS | 2019-04-25 |  | 2442
138 | Non Moving Item | AHD | M2050002056 | Non Moving Item | FAN FOR TRANSMISSION GEAR TYPE A-287,RAT | NO | 4 | 2595.12 | ZOTS | 2019-12-31 |  | 2192
139 | Non Moving Item | AHD | M2450700309 | Non Moving Item | EARTHING CABLE,CU,100M,555A | M | 1100 | 687940 | ZOTS | 2018-05-16 | 2019-06-27 | 2379
140 | Non Moving Item | AHD | M2450772478 | Non Moving Item | BLOW PIPE,BRAZING, | NO | 4 | 11257 | ZOTS | 2018-04-30 | 2019-02-14 | 2512
141 | Non Moving Item | AHP | M2052781022 | Non Moving Item | OUTPUT SHAFT,25.01,SUMITOMO | NO | 2 | 661345.94 | ZSPR | 2019-02-02 |  | 2524
142 | Non Moving Item | AHP | M2052781023 | Non Moving Item | LOW SPEED SHAFT,36.01,SUMITOMO | NO | 2 | 661345.94 | ZSPR | 2019-02-02 |  | 2524
143 | Non Moving Item | AHP | M2052781024 | Non Moving Item | HELICAL PINION SHAFT,36.02,SUMITOMO | NO | 2 | 661345.94 | ZSPR | 2019-02-02 |  | 2524
144 | Non Moving Item | AHP | M2052781025 | Non Moving Item | INTERMEDIATE SHAFT,36.03,SUMITOMO | NO | 2 | 661345.94 | ZSPR | 2019-02-02 |  | 2524
145 | Non Moving Item | AHP | M2052781026 | Non Moving Item | HELICAL PINION SHAFT,36.04,SUMITOMO | NO | 2 | 661345.94 | ZSPR | 2019-02-02 |  | 2524
146 | Non Moving Item | AHP | M2052781027 | Non Moving Item | INTERMEDIATE SHAFT,36.05,SUMITOMO | NO | 2 | 661345.94 | ZSPR | 2019-02-02 |  | 2524
147 | Non Moving Item | AHP | M2052781028 | Non Moving Item | HELICAL PINION SHAFT,36.06,SUMITOMO | NO | 2 | 661345.94 | ZSPR | 2019-02-02 |  | 2524
148 | Non Moving Item | AHP | M2052781029 | Non Moving Item | 1ST INTERMEDIATE SFT,36.07,SUMITOMO | NO | 2 | 661345.94 | ZSPR | 2019-02-02 |  | 2524
149 | Non Moving Item | AHP | M2052781032 | Non Moving Item | KEY,41.01,SUMITOMO,PX8075R4Y-L2LV-125 | NO | 2 | 661345.94 | ZSPR | 2019-02-02 |  | 2524
150 | Non Moving Item | AHP | M2052781033 | Non Moving Item | SHAFT KEY,41.03,SUMITOMO,HELICAL GEAR | NO | 2 | 661345.94 | ZSPR | 2019-02-02 |  | 2524
151 | Non Moving Item | AHP | M2052781034 | Non Moving Item | SHAFT KEY,41.05,SUMITOMO,HELICAL GEAR | NO | 2 | 661345.94 | ZSPR | 2019-02-02 |  | 2524
152 | Non Moving Item | AHP | M2052781035 | Non Moving Item | SHAFT KEY,41.07,SUMITOMO,BEVEL GEAR | NO | 2 | 661345.94 | ZSPR | 2019-02-02 |  | 2524
153 | Non Moving Item | AHP | M2052781036 | Non Moving Item | KEY,41.21,SUMITOMO,PX8075R4Y-L2LV | NO | 2 | 661345.94 | ZSPR | 2019-02-02 |  | 2524
154 | Non Moving Item | AHP | M2052781037 | Non Moving Item | KEY,41.28,SUMITOMO,PX8075R4Y-L2LV | NO | 4 | 1322689.88 | ZSPR | 2019-02-02 |  | 2524
155 | Non Moving Item | AHP | M2052781064 | Non Moving Item | O-RING,76.22,SUMITOMO,PX8075R4Y-L2LV-125 | NO | 4 | 14695.12 | ZSPR | 2019-02-02 |  | 2524
156 | Non Moving Item | AHP | M2052781066 | Non Moving Item | V-RING,86.42,SUMITOMO,PX8075R4Y-L2LV-125 | NO | 4 | 14695.12 | ZSPR | 2019-02-02 |  | 2524
157 | Non Moving Item | AHP | M2052781071 | Non Moving Item | EXTENSION SHAFT,99.05,SUMITOMO | NO | 2 | 661345.94 | ZSPR | 2019-02-02 |  | 2524
158 | Non Moving Item | AHP | M2052781072 | Non Moving Item | KEY,99.06,SUMITOMO,PX8075R4Y-L2LV | NO | 2 | 661345.94 | ZSPR | 2019-02-02 |  | 2524
159 | Non Moving Item | AHP | M2090041603 | Non Moving Item | O-RING,ELECON,COUPLING,ED-2200 | NO | 2 | 4633.4 | ZSPR | 2018-09-04 |  | 2675 | Critical item
160 | Non Moving Item | AHP | M3192766017 | Non Moving Item | SEAL RING,FLOWMORE,F5823A(250X200) | NO | 23 | 684129.73 | ZSPR | 2019-04-23 |  | 2444
161 | Non Moving Item | AHP | M3192766023 | Non Moving Item | KEY,FLOWMORE,F5823A,250X200 | NO | 17 | 106207.21 | ZSPR | 2019-04-23 |  | 2444
162 | Non Moving Item | AHP | M3192766026 | Non Moving Item | COVER,FLOWMORE,F5823A(250X200) | NO | 5 | 215550.66 | ZSPR | 2019-04-23 |  | 2444
163 | Non Moving Item | AHP | M3192766028 | Non Moving Item | BOX BUSHING,FLOWMORE,F5823A(250X200) | NO | 28 | 576191.58 | ZSPR | 2017-06-30 |  | 3106 | Critical item
164 | Non Moving Item | AHP | M3192767224 | Non Moving Item | KEY,FLOWMORE,FM5922,150X125 | NO | 2 | 8280.59 | ZSPR | 2019-04-26 |  | 2441
165 | Non Moving Item | AHP | M3192816008 | Non Moving Item | KEY,SS304,FLOWMORE,P 5932 | NO | 2 | 8352.79 | ZSPR | 2019-04-26 |  | 2441
166 | Non Moving Item | AHP | M3192816016 | Non Moving Item | P 5932:KEY, 29, FLOWMORE | NO | 2 | 8352.79 | ZSPR | 2019-04-26 |  | 2441
167 | Non Moving Item | AHP | M3192816018 | Non Moving Item | COVER,CSDSALE1409194350/27,FLOWMORE,PUMP | NO | 1 | 21838.87 | ZSPR | 2019-04-26 |  | 2441
168 | Non Moving Item | AHP | M3192816024 | Non Moving Item | COLLAR INTER STAGE,CSDSALE1409194350/21 | NO | 1 | 39465.75 | ZSPR | 2019-04-26 |  | 2441
169 | Non Moving Item | AHP | M3192816035 | Non Moving Item | SEAL RING,FLOWMORE,PUMP,P5932 (200X150) | NO | 1 | 38875.95 | ZSPR | 2019-04-26 |  | 2441
170 | Non Moving Item | AHP | M3192816039 | Non Moving Item | WATER DEFLECTOR,FLOWMORE,PUMP,P5932 | NO | 2 | 18198.38 | ZSPR | 2019-04-26 |  | 2441
171 | Non Moving Item | AHP | M3192816042 | Non Moving Item | LOCK WASHER,FLOWMORE,PUMP,FIG P 5932 | NO | 2 | 3382.2 | ZSPR | 2019-04-26 |  | 2441
172 | Non Moving Item | AHP | M3192816043 | Non Moving Item | LOCK NUT,FLOWMORE,P 5932:200X150 | NO | 2 | 3731 | ZSPR | 2019-04-26 |  | 2441
173 | Non Moving Item | AHP | M3192826004 | Non Moving Item | KEY,FLOWMORE,FIG 5823 | NO | 1 | 6842.71 | ZSPR | 2019-04-23 |  | 2444
174 | Non Moving Item | AHP | M3192826006 | Non Moving Item | COVER,CSD-SALE-14051804 7+,FLOWMORE | NO | 1 | 29729.03 | ZSPR | 2019-04-23 |  | 2444
175 | Non Moving Item | AHP | M3192826008 | Non Moving Item | 5823:STUD BOLT,NUT & WASHER | NO | 2 | 44273.73 | ZSPR | 2019-04-23 |  | 2444
176 | Non Moving Item | AHP | M3192826014 | Non Moving Item | KEY,FLOWMORE,FIG 5823 | NO | 1 | 6842.71 | ZSPR | 2019-04-23 |  | 2444
177 | Non Moving Item | AHP | M3192826021 | Non Moving Item | LOCK NUT,FLOWMORE,FIG 5823 | NO | 1 | 1260.96 | ZSPR | 2019-04-23 |  | 2444
178 | Non Moving Item | AHP | M3192826022 | Non Moving Item | LOCK WASHER,FLOWMORE,PUMP,FIG 5823 | NO | 1 | 1815.16 | ZSPR | 2019-04-23 |  | 2444
179 | Non Moving Item | AHP | M3192826024 | Non Moving Item | SHAFT COLLAR,CSDSALE1305138050/20 | NO | 1 | 23484.27 | ZSPR | 2019-04-23 |  | 2444
180 | Non Moving Item | AHP | M3192836011 | Non Moving Item | WATER SLINGER,32,PUMP,5625 | NO | 2 | 11266.21 | ZSPR | 2019-04-23 |  | 2444
181 | Non Moving Item | AHP | M3192836015 | Non Moving Item | BEARING LOCK WASHER,FLOWMORE,PUMP | NO | 2 | 2058.2 | ZSPR | 2019-04-23 |  | 2444
182 | Non Moving Item | AHP | M3192836016 | Non Moving Item | BEARING LOCK NUT,FLOWMORE,F5625 | NO | 2 | 2058.2 | ZSPR | 2019-04-23 |  | 2444
183 | Non Moving Item | AHP | M3192836018 | Non Moving Item | SHAFT,FLOWMORE,PUMP,5625 | NO | 1 | 83680.59 | ZSPR | 2019-04-23 | 2018-01-27 | 2895
184 | Non Moving Item | AHP | M3192836019 | Non Moving Item | 5625:OIL SEAL | NO | 2 | 3454.4 | ZSPR | 2019-04-23 |  | 2444
185 | Non Moving Item | AHP | M3192836021 | Non Moving Item | 5625:BRG. COVER, 22, FLOWMORE | NO | 2 | 14419.62 | ZSPR | 2019-04-23 |  | 2444
186 | Non Moving Item | AHP | M3192836026 | Non Moving Item | 5625:BRG. COVER, 17, FLOWMORE | NO | 2 | 14419.62 | ZSPR | 2019-04-23 |  | 2444
187 | Non Moving Item | AHP | M3192836037 | Non Moving Item | KEY,6,FLOWMORE,5625 | NO | 2 | 7630.81 | ZSPR | 2019-04-23 |  | 2444
188 | Non Moving Item | AHP | M5738136000 | Non Moving Item | COMPLETE ASSY,ID2200XL900MM,SRM | NO | 1 | 400000 | ZSPR | 2018-03-31 |  | 2832
189 |  | BMD | M1598048012 |  | WASHER(N.STD) - SIZE: 48X25X3MM | NO | 12 | 18300.03 | ZOTS | 2020-02-21 |  | 2140
190 |  | BMD | M1910720800 |  | BEARING,BALL,ANGULAR CONTACT,7208 | NO | 5 | 8791 | ZSPR | 2020-03-31 |  | 2101
191 |  | BMD | M1912331029 |  | BEARING,BALL,ANGULAR CONTACT,3310-BTVH | NO | 10 | 25972.02 | ZSPR | 2020-08-12 | 2020-08-12 | 1967
192 |  | BMD | M1955350600 |  | BEARING,ROLLER,TAPER,31306 | NO | 8 | 10289.94 | ZSPR | 2020-11-05 |  | 1882
193 |  | BMD | M2441240863 |  | ELECTRODE,WLDG,F CR.MO 1,ER80S-B2,2MM | KG | 20 | 9392.57 | ZOTS | 2020-02-12 | 2020-06-10 | 2030
194 |  | BMD | M2441571040N |  | ELECTRODE,WLDG,TIG FILLER WIRE,ER70S-A1 | KG | 20 | 10620 | ZOTS | 2020-02-29 | 2020-06-10 | 2030
195 |  | BMD | M2441900857 |  | ELECTRODE,WLDG,ROD,ER90S-B9,2MM,500MM | KG | 20 | 20248.8 | ZOTS | 2020-06-10 | 2020-07-11 | 1999
196 |  | BMD | M3113340006 |  | BALANCING BUSH,DH 240-720-2 | NO | 2 | 14160 | ZSPR | 2020-08-26 |  | 1953
197 |  | BMD | M3113340010 |  | O-RING,DH 240-720-2 | NO | 2 | 4484 | ZSPR | 2020-08-26 |  | 1953
198 |  | BMD | M3113340012 |  | MECHANICAL SEAL,ALEKTON PUMP,PUMP | NO | 2 | 62540 | ZSPR | 2020-08-26 |  | 1953
199 |  | BMD | M3113340022 |  | RELIEF VALVE ASSY,DH-240-720-2 | NO | 1 | 56640 | ZSPR | 2020-08-26 | 2020-10-07 | 1911
200 |  | BMD | M3806906017 |  | BENT TUBE TB 17,3-06-400-09365,BHEL | NO | 10 | 65290 | ZSPR | 2020-11-03 |  | 1884 | Critical item
201 |  | BMD | M3806906100 |  | BENT TUBE TB 100,3-06-400-09489&42,BHEL | NO | 10 | 98860 | ZSPR | 2020-11-03 |  | 1884
202 |  | BMD | M3806906191 |  | BENT TUBE TB 87,3-06-400-09266,BHEL | NO | 10 | 105760 | ZSPR | 2020-11-03 |  | 1884
203 |  | BMD | M3811165001 |  | LINER PIPE ASSY,2552.7L - (SH DESH),BHEL | NO | 1 | 293230 | ZSPR | 2020-06-11 |  | 2029
204 |  | BMD | M3816165001 |  | LINER PIPE ASSY,2705.1L (RH DESH),BHEL | NO | 1 | 586460 | ZSPR | 2020-06-11 |  | 2029
205 |  | BMD | M3821030047 |  | GLAND,160134060000,BHEL | NO | 1 | 3957.53 | ZSPR | 2019-02-08 | 2020-08-26 | 1953
206 |  | BMD | M3821030048 |  | GLAND,160134080000,BHEL | NO | 1 | 5672.47 | ZSPR | 2019-02-08 | 2020-08-26 | 1953
207 |  | BMD | M3826022011 |  | CONSTANT LOAD HANGER,80-830-625,BHEL | NO | 1 | 29751 | ZSPR | 2020-04-06 |  | 2095
208 |  | BMD | M3856900354 |  | LOCKING RING,1-55-335-01846&4,BHEL/TLT | NO | 160 | 22890.4 | ZSPR | 2020-05-11 |  | 2060
209 |  | BMD | M4465056160 |  | MPGFC36":FOIG:PL 8X25X230 | NO | 1 | 892 | ZSPR | 2020-11-21 |  | 1866
210 |  | BMD | M4465056163 |  | PLATE,0-67-283-00144&28,BHEL,MPGFC36" | NO | 1 | 433 | ZSPR | 2020-11-21 |  | 1866
211 |  | BMD | M4715016005 |  | SPRING HANGER,VLH SA-09-160 | NO | 1 | 64632 | ZSPR | 2020-09-18 |  | 1930 | Critical item
212 |  | BMD | M4726126362 |  | SPRING HANGER,VLH-SH-10-160 | NO | 1 | 81015 | ZSPR | 2020-09-18 |  | 1930 | Critical item
213 |  | BMD | M4726126363 |  | SPRING HANGER,VLH-SH-04-080 | NO | 2 | 11165 | ZSPR | 2020-09-16 |  | 1932 | Critical item
214 |  | BMD | M4726266012 |  | SPRING HANGER,VLH SA 10 160 | NO | 2 | 168985 | ZSPR | 2020-09-18 |  | 1930 | Critical item
215 |  | BMD | M4726266014 |  | SPRING HANGER,VLH SA 11 160 | NO | 1 | 148136 | ZSPR | 2020-09-18 |  | 1930 | Critical item
216 |  | BMD | M4726266025 |  | SPRING HANGER,CLH 1174 | NO | 2 | 242212 | ZSPR | 2020-04-06 |  | 2095 | Critical item
217 |  | BMD | M4726266029 |  | SPRING HANGER,CLH 1282 | NO | 1 | 422444 | ZSPR | 2020-09-18 |  | 1930 | Critical item
218 |  | BMD | M4726266032 |  | SPRING HANGER,CLH 7174 | NO | 1 | 159781.53 | ZSPR | 2020-04-06 |  | 2095 | Critical item
219 |  | BMD | M4726266039 |  | VAR LOAD HANGER,948210419000 | NO | 1 | 9652 | ZSPR | 2020-09-16 |  | 1932 | Critical item
220 |  | BMD | M4726266043 |  | VAR LOAD HANGER,948210423000 | NO | 1 | 5112 | ZSPR | 2020-09-16 |  | 1932 | Critical item
221 |  | BMD | M4726266046 |  | VAR LOAD HANGER,948210467000 | NO | 1 | 20058 | ZSPR | 2020-09-16 |  | 1932 | Critical item
222 |  | BMD | M4726266061 |  | VAR LOAD HANGER,SA-080-080 | NO | 2 | 31388 | ZSPR | 2020-04-06 |  | 2095 | Critical item
223 |  | BMD | M4726266064 |  | VAR LOAD HANGER,SS-04-080 | NO | 1 | 7294 | ZSPR | 2020-09-16 |  | 1932 | Critical item
224 |  | BMD | M4726266065 |  | VAR LOAD HANGER,SS-05-080 | NO | 1 | 12975 | ZSPR | 2020-09-16 |  | 1932 | Critical item
225 |  | BMD | M4726266067 |  | VAR LOAD HANGER,SS-07-080 | NO | 1 | 23116 | ZSPR | 2020-09-16 |  | 1932 | Critical item
226 |  | BMD | M4726266071 |  | VAR LOAD HANGER,SH-02-080 | NO | 5 | 196470 | ZSPR | 2020-09-16 |  | 1932 | Critical item
227 |  | BMD | M4726266072 |  | SUPPORT HANGER,VLH,SH-03-080 | NO | 1 | 4784 | ZSPR | 2020-09-16 |  | 1932 | Critical item
228 |  | BMD | M4726266073 |  | VAR LOAD HANGER,SH-03-160 | NO | 1 | 7497 | ZSPR | 2020-09-16 |  | 1932 | Critical item
229 |  | BMD | M4726266074 |  | VAR LOAD HANGER,SH-05-080 | NO | 3 | 30235 | ZSPR | 2020-09-16 |  | 1932 | Critical item
230 |  | BMD | M4726266075 |  | VAR LOAD HANGER,SH-06-160 | NO | 2 | 36500 | ZSPR | 2020-09-16 |  | 1932 | Critical item
231 |  | BMD | M4726266076 |  | VAR LOAD HANGER,SH-07-080 | NO | 5 | 96146 | ZSPR | 2020-09-16 |  | 1932 | Critical item
232 |  | BMD | M4726266078 |  | CONSTANT LOAD HANGER,1152 KN | NO | 1 | 54186 | ZSPR | 2020-09-16 |  | 1932 | Critical item
233 |  | BMD | M4726266126 |  | VAR LOAD HANGER,9482144100 | NO | 1 | 140933 | ZSPR | 2020-09-18 |  | 1930 | Critical item
234 |  | BMD | M4726266127 |  | VAR LOAD HANGER,9482148000 | NO | 1 | 17571 | ZSPR | 2020-09-16 |  | 1932 | Critical item
235 |  | BMD | M4726266128 |  | HANGER&SUPPORT,94821046100 | NO | 1 | 3829 | ZSPR | 2020-09-16 |  | 1932
236 |  | BMD | M4801124727 |  | TUBE,STRT,SMLS,AS,A213-T11,51MM,4.5MM | M | 10 | 61143 | ZSPR | 2020-06-11 |  | 2029 | Critical item
237 |  | BMD | M4801142342 |  | TUBE,STRT,AS,A213-T22,33.4MM,5.56MM | M | 390 | 517530 | ZSPR | 2018-12-29 | 2020-10-29 | 1889 | Critical item
238 |  | BMD | M4801155585 |  | TUBE,STRT,AS,A213-T23,63.5MM,12.7MM | M | 389 | 696310 | ZSPR | 2018-12-29 | 2020-02-18 | 2143 | Critical item
239 |  | BMD | M4801162357 |  | TUBE,STRT,AS,A213-T91,33.4MM,7.14MM | M | 100 | 330400 | ZSPR | 2020-04-30 |  | 2071 | Critical item
240 |  | BMD | M4801163660 |  | TUBE,STRT,AS,A213-T91,44.45MM,7.6MM | M | 165 | 975019.43 | ZSPR | 2018-10-20 | 2020-12-01 | 1856 | Critical item
241 |  | BMD | M4801164548 |  | TUBE,STRT,SMLS,AS,A213-T91,50.8MM,6.1MM | M | 40 | 145566.58 | ZSPR | 2020-11-07 |  | 1880 | Critical item
242 |  | BMD | M4802145526 |  | TUBE,STRT,AS,A213-T22,63.5MM,4.19MM | NO | 30 | 44250 | ZSPR | 2020-06-11 |  | 2029 | Critical item
243 |  | BMD | M4802164474 |  | TUBE,STRT,AS,A213-T91,44.5MM,8.64MM | NO | 160 | 527059 | ZSPR | 2020-04-04 |  | 2097 | Critical item
244 |  | BMD | M4803056063 |  | TUBE,BEND,HTSH,AS,A213-TP347H,90DEG | NO | 20 | 16992 | ZSPR | 2020-04-04 |  | 2097 | Critical item
245 |  | BMD | M4803056064 |  | TUBE,BEND,HTSH,AS,A213-TP347H,90DEG | NO | 20 | 26078 | ZSPR | 2020-04-04 |  | 2097 | Critical item
246 |  | BMD | M4803056065 |  | TUBE,BEND,HTSH,AS,A213-TP347H,180DEG | NO | 20 | 23364 | ZSPR | 2020-04-04 |  | 2097 | Critical item
247 |  | BMD | M4803076078 |  | TUBE,BEND,33.4MM,7.11MM,90DEG,2289.8MM | NO | 20 | 39695 | ZSPR | 2020-11-07 |  | 1880 | Critical item
248 |  | BMD | M4803076079 |  | TUBE,BEND,33.4MM,7.11MM,90DEG,2330.3MM | NO | 20 | 42079 | ZSPR | 2020-11-07 |  | 1880 | Critical item
249 |  | BMD | M4803076080 |  | TUBE,BEND,33.4MM,7.11MM,90DEG,2376.1MM | NO | 25 | 334046 | ZSPR | 2020-04-30 |  | 2071 | Critical item
250 |  | BMD | M4803076081 |  | TUBE,BEND,AS,33.4MM,7.11MM,90DEG,2393MM | NO | 20 | 42810 | ZSPR | 2020-11-07 |  | 1880 | Critical item
251 |  | BMD | M4803076082 |  | TUBE,BEND,33.4MM,7.11MM,90DEG,2433.5MM | NO | 20 | 44038 | ZSPR | 2020-11-07 |  | 1880 | Critical item
252 |  | BMD | M4803076083 |  | TUBE,BEND,33.4MM,7.11MM,90DEG,2438.3MM | NO | 20 | 41796 | ZSPR | 2020-11-07 |  | 1880 | Critical item
253 |  | BMD | M4803076084 |  | TUBE,BEND,33.4MM,7.11MM,90DEG,2478.8MM | NO | 20 | 45383 | ZSPR | 2020-11-07 |  | 1880 | Critical item
254 |  | BMD | M4803076085 |  | TUBE,BEND,33.4MM,7.11MM,90DEG,2479.2MM | NO | 25 | 337161 | ZSPR | 2020-04-30 |  | 2071 | Critical item
255 |  | BMD | M4803076088 |  | TUBE,BEND,33.4MM,7.11MM,90DEG,1229.2MM | NO | 30 | 162368 | ZSPR | 2020-06-11 |  | 2029 | Critical item
256 |  | BMD | M4803076089 |  | TUBE,BEND,33.4MM,7.11MM,90DEG,1291.4MM | NO | 30 | 163430 | ZSPR | 2020-06-11 |  | 2029 | Critical item
257 |  | BMD | M4803076090 |  | TUBE,BEND,33.4MM,7.11MM,90DEG,1306.1MM | NO | 30 | 163430 | ZSPR | 2020-06-11 |  | 2029 | Critical item
258 |  | BMD | M4803076091 |  | TUBE,BEND,AS,33.4MM,7.11MM,90DEG,1331MM | NO | 30 | 166262 | ZSPR | 2020-06-11 |  | 2029 | Critical item
259 |  | BMD | M4803076092 |  | TUBE,BEND,33.4MM,7.11MM,90DEG,1334.5MM | NO | 30 | 163902 | ZSPR | 2020-06-11 |  | 2029 | Critical item
260 |  | BMD | M4803076093 |  | TUBE,BEND,33.4MM,7.11MM,90DEG,1507.5MM | NO | 30 | 167442 | ZSPR | 2020-06-11 |  | 2029 | Critical item
261 |  | BMD | M4803076094 |  | TUBE,BEND,33.4MM,7.11MM,90DEG,1514.6MM | NO | 30 | 166262 | ZSPR | 2020-06-11 |  | 2029 | Critical item
262 |  | BMD | M4803076095 |  | TUBE,BEND,33.4MM,7.11MM,90DEG,1556.6MM | NO | 20 | 33040 | ZSPR | 2020-06-11 |  | 2029 | Critical item
263 |  | BMD | M4803076096 |  | TUBE,BEND,33.4MM,7.11MM,90DEG,1556.7MM | NO | 20 | 33040 | ZSPR | 2020-06-11 |  | 2029 | Critical item
264 |  | BMD | M4803076097 |  | TUBE,BEND,A213-T91,33.4MM,7.11MM | NO | 25 | 338554 | ZSPR | 2020-04-30 |  | 2071 | Critical item
265 |  | BMD | M4803076098 |  | TUBE,BEND,AS,38.1MM,6.6MM,90DEG,1189.3MM | NO | 30 | 167324 | ZSPR | 2020-06-11 |  | 2029 | Critical item
266 |  | BMD | M4803076099 |  | TUBE,BEND,AS,38.1MM,6.6MM,90DEG,1190MM | NO | 30 | 167324 | ZSPR | 2020-06-11 |  | 2029 | Critical item
267 |  | BMD | M4803076100 |  | TUBE,BEND,AS,38.1MM,6.6MM,90DEG,1226.9MM | NO | 30 | 167324 | ZSPR | 2020-06-11 |  | 2029 | Critical item
268 |  | BMD | M4803076101 |  | TUBE,BEND,AS,38.1MM,6.6MM,90DEG,1232.6MM | NO | 30 | 167324 | ZSPR | 2020-06-11 |  | 2029 | Critical item
269 |  | BMD | M4803076102 |  | TUBE,BEND,AS,38.1MM,6.6MM,90DEG,1234MM | NO | 30 | 167324 | ZSPR | 2020-06-11 |  | 2029 | Critical item
270 |  | BMD | M4803076103 |  | TUBE,BEND,AS,38.1MM,6.6MM,90DEG,1289.7MM | NO | 30 | 168504 | ZSPR | 2020-06-11 |  | 2029 | Critical item
271 |  | BMD | M4803076104 |  | TUBE,BEND,AS,38.1MM,6.6MM,90DEG,1304.4MM | NO | 30 | 168504 | ZSPR | 2020-06-11 |  | 2029 | Critical item
272 |  | BMD | M4803076105 |  | TUBE,BEND,AS,38.1MM,6.6MM,90DEG,1329.3MM | NO | 30 | 168504 | ZSPR | 2020-06-11 |  | 2029 | Critical item
273 |  | BMD | M4803076106 |  | TUBE,BEND,AS,38.1MM,6.6MM,90DEG,1332.8MM | NO | 30 | 168504 | ZSPR | 2020-06-11 |  | 2029 | Critical item
274 |  | BMD | M4803076107 |  | TUBE,BEND,AS,38.1MM,6.6MM,90DEG,1514.7MM | NO | 30 | 170864 | ZSPR | 2020-06-11 |  | 2029 | Critical item
275 |  | BMD | M4803076118 |  | TUBE,BEND,42.4MM,7.11MM,90DEG,2332.2MM | NO | 20 | 63177 | ZSPR | 2020-08-14 |  | 1965 | Critical item
276 |  | BMD | M4803076131 |  | TUBE,BEND,INTER/PSH,AS,A213-TP347H,90DEG | NO | 80 | 1332810 | ZSPR | 2020-04-04 |  | 2097 | Critical item
277 |  | BMD | M4803096260 |  | TUBE,BEND,REHEATER,AS,A213-T22,180DEG | NO | 130 | 657154 | ZSPR | 2020-04-04 |  | 2097 | Critical item
278 |  | BMD | M4803096261 |  | TUBE,BEND,REHEATER,AS,A213-T23,180DEG | NO | 30 | 52746 | ZSPR | 2020-04-04 |  | 2097 | Critical item
279 |  | BMD | M4803096262 |  | TUBE,BEND,LTRH,A213-T23,63.5MM,200MM,4MM | NO | 30 | 75968 | ZSPR | 2020-04-04 |  | 2097 | Critical item
280 |  | BMD | M4803096267 |  | TUBE,BEND,REHEATER,AS,A213-T23,50.8MM | NO | 30 | 53100 | ZSPR | 2020-09-16 |  | 1932 | Critical item
281 |  | BMD | M4803096268 |  | TUBE,BEND,REHEATER,AS,A213-T23,50.8MM | NO | 30 | 49560 | ZSPR | 2020-04-04 |  | 2097 | Critical item
282 |  | BMD | M4803096269 |  | TUBE,BEND,REHEATER,AS,A213-T23,50.8MM | NO | 30 | 49560 | ZSPR | 2020-04-04 |  | 2097 | Critical item
283 |  | BMD | M4803096273 |  | TUBE,BEND,REHEATER,AS,A213-T23,50.8MM | NO | 30 | 47790 | ZSPR | 2020-04-04 |  | 2097 | Critical item
284 |  | BMD | M4803096274 |  | TUBE,BEND,REHEATER,AS,A213-T23,50.8MM | NO | 30 | 49560 | ZSPR | 2020-04-04 |  | 2097 | Critical item
285 |  | BMD | M4803096275 |  | TUBE,BEND,REHEATER,AS,A213-T23,76.2MM | NO | 30 | 49560 | ZSPR | 2020-06-11 |  | 2029 | Critical item
286 |  | BMD | M4803096276 |  | TUBE,BEND,REHEATER,AS,A213-T22,44.45MM | NO | 30 | 42480 | ZSPR | 2020-06-11 |  | 2029 | Critical item
287 |  | BMD | M4803096277 |  | TUBE,BEND,REHEATER,AS,A213-T22,44.45MM | NO | 30 | 44250 | ZSPR | 2020-06-11 |  | 2029 | Critical item
288 |  | BMD | M4803096278 |  | TUBE,BEND,REHEATER,AS,A213-T22,44.45MM | NO | 30 | 46020 | ZSPR | 2020-06-11 |  | 2029 | Critical item
289 |  | BMD | M4803096279 |  | TUBE,BEND,REHEATER,AS,A213-T22,44.45MM | NO | 30 | 44250 | ZSPR | 2020-06-11 |  | 2029 | Critical item
290 |  | BMD | M4803096280 |  | TUBE,BEND,REHEATER,AS,A213-T22,44.45MM | NO | 30 | 46020 | ZSPR | 2020-06-11 |  | 2029 | Critical item
291 |  | BMD | M4803096282 |  | TUBE,BEND,REHEATER,AS,A213-T22,50.8MM | NO | 30 | 42480 | ZSPR | 2020-06-11 |  | 2029 | Critical item
292 |  | BMD | M4803096283 |  | TUBE,BEND,REHEATER,AS,A213-T22,50.8MM | NO | 30 | 42480 | ZSPR | 2020-06-11 |  | 2029 | Critical item
293 |  | BMD | M4803096284 |  | TUBE,BEND,REHEATER,AS,A213-T22,50.8MM | NO | 30 | 42480 | ZSPR | 2020-06-11 |  | 2029 | Critical item
294 |  | BMD | M4803096285 |  | TUBE,BEND,REHEATER,AS,A213-T22,50.8MM | NO | 30 | 44250 | ZSPR | 2020-06-11 |  | 2029 | Critical item
295 |  | BMD | M4803096286 |  | TUBE,BEND,REHEATER,AS,A213-T22,50.8MM | NO | 30 | 44250 | ZSPR | 2020-06-11 |  | 2029 | Critical item
296 |  | BMD | M4803096292 |  | TUBE,BEND,REHEATER,AS,A213-TP347H,90DEG | NO | 150 | 2177525 | ZSPR | 2020-11-06 |  | 1881 | Critical item
297 |  | BMD | M4803096293 |  | TUBE,BEND,REHEATER,AS,A213-TP347H,90DEG | NO | 150 | 1528855 | ZSPR | 2020-11-06 |  | 1881 | Critical item
298 |  | BMD | M4803096294 |  | TUBE,BEND,REHEATER,AS,A213-T91,90DEG | NO | 28 | 52170.54 | ZSPR | 2020-04-04 | 2020-11-28 | 1859 | Critical item
299 |  | BMD | M4803096297 |  | TUBE,BEND,REHEATER,AS,A213-TP347H,90DEG | NO | 30 | 93137 | ZSPR | 2020-04-04 |  | 2097 | Critical item
300 |  | BMD | M4803156070 |  | TUBE,BEND,DISSIMILAR JOINT,4.19-3.99MM | NO | 40 | 0.4 | ZSPR | 2020-09-16 |  | 1932 | Critical item
301 |  | BMD | M4803156071 |  | TUBE,BEND,DISSIMILAR JOINT,5.08MM | NO | 40 | 0.4 | ZSPR | 2020-09-16 |  | 1932 | Critical item
302 | Non Moving Item | OFS | M1879315102 | Non Moving Item | VALVE,DIAPH,FLG,CI,IS210-FG260,PN10,DN80 | NO | 1 | 94400 | ZSPR | 2019-03-04 | 2018-08-04 | 2706 | Not related with BMD
303 | Non Moving Item | BMD | M1902600773 | Non Moving Item | BEARING,BALL,RADIAL CONTACT,6007-ZZ | NO | 253 | 43991.25 | ZSPR | 2019-08-24 | 2019-10-15 | 2269
304 | Non Moving Item | BMD | M1902623014 | Non Moving Item | BEARING,BALL,RADIAL CONTACT,6230 C3 | NO | 11 | 136079.91 | ZSPR | 2018-08-24 |  | 2686
305 | Non Moving Item | BMD | M1904420600 | Non Moving Item | BEARING,BALL,RADIAL CONTACT,4206 | NO | 2 | 2000 | ZSPR | 2018-07-21 |  | 2720
306 | Non Moving Item | BMD | M1910721200 | Non Moving Item | BEARING,BALL,ANGULAR CONTACT,7212 | NO | 23 | 3405.49 | ZSPR |  | 2019-07-17 | 2359
307 | Non Moving Item | BMD | M1910723030 | Non Moving Item | BEARING,BALL,ANGULAR CONTACT,7230-BMP | NO | 6 | 3365045.58 | ZSPR | 2019-10-11 |  | 2273 | Critical item
308 | Non Moving Item | BMD | M1910723617 | Non Moving Item | BEARING,BALL,ANGULAR CONTACT,7236-BECBM | NO | 4 | 3658234.04 | ZSPR | 2018-03-23 |  | 2840 | Critical item
309 | Non Moving Item | BMD | M1910725617 | Non Moving Item | BEARING,BALL,ANGULAR CONTACT,7256-BECBM | NO | 6 | 7908535.97 | ZSPR | 2018-03-24 |  | 2839 | Critical item
310 | Non Moving Item | BMD | M1917233453 | Non Moving Item | BEARING,ROLLER,SPHERICAL,22334-E1 | NO | 21 | 1580937.75 | ZSPR | 2018-03-24 |  | 2839 | Critical item
311 | Non Moving Item | BMD | M1920563038 | Non Moving Item | BEARING,ROLLER,CYLINDRICAL,NU230-EM1C3 | NO | 4 | 2338521.77 | ZSPR | 2018-03-23 |  | 2840 | Critical item
312 | Non Moving Item | BMD | M1920563638 | Non Moving Item | BEARING,ROLLER,CYLINDRICAL,NU236-EM1C3 | NO | 2 | 1432808.32 | ZSPR | 2018-03-24 |  | 2839 | Critical item
313 | Non Moving Item | BMD | M1945111100 | Non Moving Item | BEARING,BALL,THRUST,51111 | NO | 10 | 7079.07 | ZSPR | 2018-07-21 |  | 2720 | Critical item
314 | Non Moving Item | BMD | M2052061007 | Non Moving Item | COUPLING SLEEVE,BHEL,GEAR BOX,KMP400 | NO | 1 | 200754 | ZSPR | 2018-03-31 |  | 2832
315 | Non Moving Item | BMD | M2052061027 | Non Moving Item | O-RING(FLANGE BUSH),BHEL,KMP 400 | NO | 4 | 43203.12 | ZSPR | 2019-01-22 |  | 2535
316 | Non Moving Item | BMD | M2052061028 | Non Moving Item | O-RING(LABY COVER),BHEL,KMP 400 | NO | 4 | 42356 | ZSPR | 2019-10-24 |  | 2260
317 | Non Moving Item | BMD | M2052061029 | Non Moving Item | O-RING(BPS),BHEL,KMP 400 | NO | 4 | 42364 | ZSPR | 2019-10-24 |  | 2260
318 | Non Moving Item | BMD | M2052061032 | Non Moving Item | SHAFT,BHEL,KMP400,F/BEVEL GEAR | NO | 1 | 200754 | ZSPR | 2018-03-31 |  | 2832
319 | Non Moving Item | BMD | M2090600500 | Non Moving Item | COUPLING ASSY,AMERIDRIVES,F-201-7141-01 | SET | 4 | 168023 | ZSPR | 2019-02-02 |  | 2524
320 | Non Moving Item | BMD | M3192076014 | Non Moving Item | SHAFT SLEEVE,FIG 5624 | NO | 1 | 3520 | ZSPR | 2017-03-27 | 2018-12-20 | 2568
321 | Non Moving Item | BMD | M3192836028 | Non Moving Item | SHAFT SLEEVE,FLOWMORE,PUMP,F5625 | NO | 4 | 86418.09 | ZSPR | 2019-04-23 | 2018-01-27 | 2895
322 | Non Moving Item | BMD | M3429990650 | Non Moving Item | GASKET,415400278,ELGI,NH-340 | NO | 3 | 261.75 | ZSPR | 2019-01-12 | 2019-05-15 | 2422
323 | Non Moving Item | BMD | M3569116602 | Non Moving Item | IMPELLER,F-11902/2,C. DOCTOR | NO | 2 | 626253 | ZSPR | 2019-02-07 |  | 2519
324 | Non Moving Item | BMD | M3799041964 | Non Moving Item | YOKE BUSHING,14,BANKIM,GV,600MM,PN16 | NO | 1 | 3540 | ZSPR | 2019-04-17 |  | 2450
325 | Non Moving Item | BMD | M3799042326 | Non Moving Item | FLAP SEAT RING,6,BANKIM,NRV,100MM,PN16 | NO | 1 | 945 | ZSPR | 2019-08-20 |  | 2325
326 | Non Moving Item | BMD | M3799050202 | Non Moving Item | DIAPHRAGM,NEOPRBR,SWIMS,DIAP VV,S2K,50MM | NO | 7 | 2990.84 | ZSPR | 2018-12-14 | 2019-05-13 | 2424
327 | Non Moving Item | BMD | M3799050500 | Non Moving Item | DIAPH VALVE ASSY,150MM,SWIMS,S2K,PN10 | NO | 3 | 78119.99 | ZSPR | 2017-11-13 |  | 2970
328 | Non Moving Item | TMD | M3799061000 | Non Moving Item | VALVE ASSY,BHEL | NO | 1 | 544866 | ZSPR | 2018-04-25 |  | 2807 | Critical item
329 | Non Moving Item | BMD | M3799061717 | Non Moving Item | PACKING,964533120000,BHEL,VALVE,MSSV | NO | 12 | 3794.4 | ZSPR | 2018-09-05 |  | 2674 | Critical item
330 | Non Moving Item | BMD | M3799061718 | Non Moving Item | PACKING RING,964534040000,BHEL,MSSV | NO | 4 | 1387.2 | ZSPR | 2018-09-05 |  | 2674 | Critical item
331 | Non Moving Item | BMD | M3799061719 | Non Moving Item | GASKET,964660220000,BHEL,VALVE,20IN | NO | 2 | 15014.4 | ZSPR | 2018-09-04 |  | 2675 | Critical item
332 | Non Moving Item | BMD | M3799062200 | Non Moving Item | VALVE ASSY,M472L103,BHEL | NO | 1 | 95802 | ZSPR | 2019-06-06 |  | 2400
333 | Non Moving Item | BMD | M3799062500 | Non Moving Item | VALVE ASSY,P323A137A228,BHEL | NO | 2 | 277610 | ZSPR | 2018-09-05 |  | 2674 | Critical item
334 | Non Moving Item | BMD | M3799063300 | Non Moving Item | VALVE ASSY,5906S100,BHEL | NO | 1 | 59938.05 | ZSPR | 2018-09-05 | 2019-08-23 | 2322
335 | Non Moving Item | BMD | M3799063400 | Non Moving Item | GATE VALVE ASSY,3 IN,BHEL | NO | 10 | 792412.5 | ZSPR | 2018-07-24 |  | 2717 | Critical item
336 | Non Moving Item | BMD | M3799063420 | Non Moving Item | SW GASKET,BHEL,VALVE,3IN,CL300,BW | NO | 1 | 53983.5 | ZSPR | 2018-09-05 |  | 2674 | Critical item
337 | Non Moving Item | BMD | M3799063505 | Non Moving Item | GASKET,7,BHEL,VALVE,SW,25NB,CL800 | NO | 3 | 17753 | ZSPR | 2018-11-26 |  | 2592
338 | Non Moving Item | BMD | M3799064800 | Non Moving Item | VALVE ASSY,BHEL | NO | 6 | 73268 | ZSPR | 2019-05-23 |  | 2414
339 | Non Moving Item | BMD | M3799065119 | Non Moving Item | GASKET,15A,BHEL,VALVE | NO | 2 | 422.83 | ZSPR | 2018-08-31 | 2018-12-22 | 2566
340 | Non Moving Item | BMD | M3799065708 | Non Moving Item | SW GASKET,BHEL,18IN,CL300,WCB | NO | 12 | 10832.4 | ZSPR | 2018-08-31 | 2019-04-20 | 2447
341 | Non Moving Item | BMD | M3799065715 | Non Moving Item | PACKING,27,BHEL,VALVE | NO | 37 | 2587.88 | ZSPR | 2018-08-31 | 2019-04-20 | 2447
342 | Non Moving Item | BMD | M3799065740 | Non Moving Item | GASKET,C645RPPABG30&29,BHEL,VALVE | NO | 1 | 7231.8 | ZSPR | 2018-09-05 |  | 2674 | Critical item
343 | Non Moving Item | BMD | M3799065742 | Non Moving Item | BULL RING,C645RMPSMB2&31,BHEL,VALVE | NO | 16 | 18380.4 | ZSPR | 2018-09-05 |  | 2674 | Critical item
344 | Non Moving Item | BMD | M3799065814 | Non Moving Item | PACKING,27,BHEL,VALVE | NO | 18 | 53790.43 | ZSPR | 2018-03-27 | 2019-04-03 | 2464
345 | Non Moving Item | BMD | M3799066015 | Non Moving Item | PACKING,30,BHEL,VALVE | NO | 2 | 173.4 | ZSPR | 2018-09-05 |  | 2674 | Critical item
346 | Non Moving Item | TMD | M3799066222 | Non Moving Item | RELIEF VALVE ASSY,2931L103,BHEL | NO | 2 | 26678.1 | ZSPR | 2018-08-31 |  | 2679 | Critical item
347 | Non Moving Item | BMD | M3799066300 | Non Moving Item | VALVE ASSY,BHEL | NO | 1 | 40963.2 | ZSPR | 2018-08-31 |  | 2679 | Critical item
348 | Non Moving Item | BMD | M3799066301 | Non Moving Item | 4-C300-GV-BW-MO/HW-WCB:COMP. VALVE ASSY( | NO | 7 | 348048.09 | ZSPR | 2018-07-24 | 2018-10-17 | 2632 | Critical item
349 | Non Moving Item | BMD | M3799066322 | Non Moving Item | VALVE ASSY,BHEL | NO | 2 | 147382 | ZSPR | 2018-09-05 |  | 2674 | Critical item
350 | Non Moving Item | BMD | M3799066615 | Non Moving Item | PACKING,30,BHEL,VALVE | NO | 16 | 78838.43 | ZSPR | 2018-03-28 | 2019-04-03 | 2464
351 | Non Moving Item | BMD | M3799066820 | Non Moving Item | VALVE ASSY,3IN,CL150,BW,WCB | NO | 2 | 217392.6 | ZSPR | 2018-07-24 |  | 2717 | Critical item
352 | Non Moving Item | BMD | M3799066911 | Non Moving Item | GASKET,15,BHEL,GV,4IN,CL150,HW,BW,WCB | NO | 5 | 27106.5 | ZSPR | 2018-08-31 |  | 2679 | Critical item
353 | Non Moving Item | TMD | M3799066921 | Non Moving Item | VALVE ASSY,BHEL | NO | 1 | 59374.2 | ZSPR | 2018-08-31 |  | 2679 | Critical item
354 | Non Moving Item | TMD | M3799066922 | Non Moving Item | VALVE ASSY,BHEL | NO | 1 | 37087 | ZSPR | 2018-09-05 |  | 2674 | Critical item
355 | Non Moving Item | BMD | M3799067011 | Non Moving Item | SW GASKET,15,BHEL,GATE VALVE,6IN,CL150 | NO | 2 | 1062 | ZSPR | 2018-09-05 |  | 2674 | Critical item
356 | Non Moving Item | BMD | M3799067012 | Non Moving Item | PACKING,25,BHEL,VALVE | NO | 12 | 701.95 | ZSPR | 2018-08-31 |  | 2679 | Critical item
357 | Non Moving Item | BMD | M3799067111 | Non Moving Item | SW GASKET,15,BHEL,GV,8IN,CL150,HW,BW,WCB | NO | 11 | 8246.7 | ZSPR | 2018-08-31 |  | 2679 | Critical item
358 | Non Moving Item | TMD | M3799067112 | Non Moving Item | PACKING,25,BHEL,VALVE | NO | 84 | 4284 | ZSPR | 2018-08-31 |  | 2679 | Critical item
359 | Non Moving Item | TMD | M3799067121 | Non Moving Item | VALVE ASSY,BHEL,8IN | NO | 1 | 49133.4 | ZSPR | 2018-08-31 |  | 2679 | Critical item
360 | Non Moving Item | BMD | M3799067311 | Non Moving Item | GASKET,15,BHEL,GV,12IN,CL150,HW,BW,WCB | NO | 1 | 897.6 | ZSPR | 2018-08-31 |  | 2679 | Critical item
361 | Non Moving Item | BMD | M3799067312 | Non Moving Item | PACKING,25,BHEL,VALVE | NO | 13 | 57655.43 | ZSPR | 2018-03-27 | 2019-04-03 | 2464
362 | Non Moving Item | BMD | M3799067320 | Non Moving Item | VALVE ASSY,12IN,CL150,BW | NO | 1 | 143738.4 | ZSPR | 2018-07-24 | 2018-12-22 | 2566
363 | Non Moving Item | BMD | M3799067530 | Non Moving Item | VALVE ASSY,4IN,CL300,BW,CF8M | NO | 2 | 126881.4 | ZSPR | 2018-07-24 |  | 2717 | Critical item
364 | Non Moving Item | BMD | M3799069431 | Non Moving Item | GASKET,H940RMBPSMB4&29,BHEL,VALVE | NO | 1 | 4669.7 | ZSPR | 2018-09-05 | 2018-11-20 | 2598
365 | Non Moving Item | BMD | M3799069516 | Non Moving Item | PACKING,30,BHEL,VALVE | SET | 16 | 117218.4 | ZSPR | 2018-03-28 | 2019-04-04 | 2463
366 | Non Moving Item | BMD | M3799069916 | Non Moving Item | PACKING,30,BHEL,VALVE | SET | 30 | 1989 | ZSPR | 2018-09-04 | 2019-07-12 | 2364
367 | Non Moving Item | BMD | M3799280833 | Non Moving Item | PLUG W/STEM,HORA,1333-05 DN 100/100 | NO | 5 | 4342246 | ZSPR | 2019-11-13 |  | 2240 | Critical item for Boiler
368 | Non Moving Item | TMD | M3799380603 | Non Moving Item | SEAT RING,5,KOSO KENT INTROL,530 D | NO | 1 | 15000 | ZSPR | 2019-03-16 |  | 2482 | Critical item FRS Control Valve
369 | Non Moving Item | TMD | M3799380604 | Non Moving Item | PLUG GUIDE BUSH,7,KOSO KENT INTROL,530 D | NO | 1 | 15000 | ZSPR | 2019-03-16 |  | 2482 | Critical item FRS Control Valve
370 | Non Moving Item | TMD | M3799380605 | Non Moving Item | DISC STACK,6,KOSO KENT INTROL,530 D | NO | 1 | 15000 | ZSPR | 2019-03-16 |  | 2482 | Critical item FRS Control Valve
371 | Non Moving Item | TMD | M3799380606 | Non Moving Item | STEM,8,KOSO KENT INTROL,530 D | NO | 1 | 15000 | ZSPR | 2019-03-16 |  | 2482 | Critical item FRS Control Valve
372 | Non Moving Item | BMD | M3799626000 | Non Moving Item | VALVE ASSY,STEELSTRONG | NO | 2 | 22642 | ZSPR | 2018-10-31 |  | 2618
373 | Non Moving Item | BMD | M3799902200 | Non Moving Item | KNIFE GATE VLV ASSY,FIG950,100NB,BRAY | NO | 3 | 104470 | ZSPR | 2019-11-02 |  | 2251
374 | Non Moving Item | BMD | M3799981801 | Non Moving Item | TRIM,IL,VSN,3IN,CL300 | NO | 1 | 457886 | ZSPR | 2019-11-13 |  | 2240 | Critical item for Boiler Control valve
375 | Non Moving Item | BMD | M3799981807 | Non Moving Item | SEAL,IL,VSN,3IN,CL300 | NO | 3 | 68531.96 | ZSPR | 2019-04-30 |  | 2437 | Critical item for Boiler Control valve
376 | Non Moving Item | BMD | M3799981811 | Non Moving Item | STEM,IL,VSN,3IN,CL300 | NO | 1 | 32799 | ZSPR | 2019-04-30 |  | 2437 | Critical item for Boiler Control valve
377 | Non Moving Item | BMD | M3799982304 | Non Moving Item | TRIM,IL,VSP(M),1.5IN,CL2500 | NO | 1 | 457887 | ZSPR | 2019-11-13 |  | 2240 | Critical item for Boiler Control valve
378 | Non Moving Item | BMD | M3799993716 | Non Moving Item | PACKING,CON CT 27554&30,BHEL,VALVE | NO | 15 | 27713.37 | ZSPR | 2018-03-26 | 2019-06-11 | 2395
379 | Non Moving Item | BMD | M3799993804 | Non Moving Item | SEAT RING,BHEL,VALVE,22IN,CL3500SPL | NO | 1 | 77152.8 | ZSPR | 2018-07-25 |  | 2716 | Critical item
380 | Non Moving Item | BMD | M3799993807 | Non Moving Item | BONNET CLAMP,BHEL,VALVE,22IN | NO | 1 | 201485.7 | ZSPR | 2018-07-25 |  | 2716 | Critical item
381 | Non Moving Item | BMD | M3799993809 | Non Moving Item | YOKE,13000,BHEL,VALVE,22IN | NO | 2 | 333381.9 | ZSPR | 2018-07-25 |  | 2716 | Critical item
382 | Non Moving Item | BMD | M3799993818 | Non Moving Item | BUSHING-WA81,BHEL,VALVE,22IN | NO | 1 | 32155.5 | ZSPR | 2018-07-25 |  | 2716 | Critical item
383 | Non Moving Item | BMD | M3799997200 | Non Moving Item | VALVE ASSY,8IN,CL300,BW,WCB | NO | 1 | 117544.8 | ZSPR | 2018-07-24 |  | 2717 | Critical item
384 | Non Moving Item | BMD | M3806906003 | Non Moving Item | BENT TUBE TB 03,3-06-400-09305,BHEL | NO | 10 | 104290 | ZSPR | 2018-10-29 |  | 2620 | Critical item for Boiler
385 | Non Moving Item | BMD | M3806906005 | Non Moving Item | BENT TUBE TB 05,3-06-400-09307,BHEL | NO | 10 | 110800 | ZSPR | 2018-10-29 |  | 2620 | Critical item for Boiler
386 | Non Moving Item | BMD | M3806906006 | Non Moving Item | BENT TUBE TB 06,3-06-400-09308,BHEL | NO | 10 | 114010 | ZSPR | 2018-10-29 |  | 2620 | Critical item for Boiler
387 | Non Moving Item | BMD | M3806906007 | Non Moving Item | BENT TUBE TB 07,3-06-400-09309,BHEL | NO | 10 | 117270 | ZSPR | 2018-10-29 |  | 2620 | Critical item for Boiler
388 | Non Moving Item | BMD | M3806906008 | Non Moving Item | BENT TUBE TB 08,3-06-400-09310,BHEL | NO | 10 | 108390 | ZSPR | 2018-10-29 |  | 2620 | Critical item for Boiler
389 | Non Moving Item | BMD | M3806906009 | Non Moving Item | BENT TUBE TB 09,3-06-400-09365,BHEL | NO | 10 | 122450 | ZSPR | 2018-10-29 |  | 2620 | Critical item for Boiler
390 | Non Moving Item | BMD | M3806906010 | Non Moving Item | BENT TUBE TB 10,3-06-400-09365,BHEL | NO | 10 | 112260 | ZSPR | 2018-10-29 |  | 2620 | Critical item
391 | Non Moving Item | BMD | M3806906011 | Non Moving Item | BENT TUBE TB 11,3-06-400-09365,BHEL | NO | 10 | 60450 | ZSPR | 2019-01-08 |  | 2549 | Critical item
392 | Non Moving Item | BMD | M3806906012 | Non Moving Item | BENT TUBE TB 12,3-06-400-09365,BHEL | NO | 10 | 60630 | ZSPR | 2019-01-08 |  | 2549 | Critical item
393 | Non Moving Item | BMD | M3806906013 | Non Moving Item | BENT TUBE TB 13,3-06-400-09365,BHEL | NO | 10 | 61100 | ZSPR | 2019-05-24 |  | 2413 | Critical item
394 | Non Moving Item | BMD | M3806906014 | Non Moving Item | BENT TUBE TB 14,3-06-400-09365,BHEL | NO | 10 | 61820 | ZSPR | 2019-01-08 |  | 2549 | Critical item
395 | Non Moving Item | BMD | M3806906015 | Non Moving Item | BENT TUBE TB 15,3-06-400-09365,BHEL | NO | 10 | 62730 | ZSPR | 2019-01-08 |  | 2549 | Critical item
396 | Non Moving Item | BMD | M3806906016 | Non Moving Item | BENT TUBE TB 16,3-06-400-09365,BHEL | NO | 10 | 63850 | ZSPR | 2019-01-08 |  | 2549 | Critical item
397 | Non Moving Item | BMD | M3806906022 | Non Moving Item | BENT TUBE TB 22,3-06-400-09365,BHEL | NO | 10 | 74510 | ZSPR | 2019-01-08 |  | 2549 | Critical item
398 | Non Moving Item | BMD | M3806906023 | Non Moving Item | BENT TUBE TB 23,3-06-400-09365,BHEL | NO | 10 | 107890 | ZSPR | 2019-01-08 |  | 2549 | Critical item for Boiler
399 | Non Moving Item | BMD | M3806906024 | Non Moving Item | BENT TUBE TB 24,3-06-400-09365,BHEL | NO | 10 | 112950 | ZSPR | 2019-01-08 |  | 2549 | Critical item for Boiler
400 | Non Moving Item | BMD | M3806906025 | Non Moving Item | BENT TUBE TB 25,3-06-400-09365&1,BHEL | NO | 10 | 126700 | ZSPR | 2019-01-08 |  | 2549 | Critical item for Boiler
401 | Non Moving Item | BMD | M3806906026 | Non Moving Item | BENT TUBE TB 26,3-06-400-09365&2,BHEL | NO | 10 | 131700 | ZSPR | 2019-01-08 |  | 2549 | Critical item for Boiler
402 | Non Moving Item | BMD | M3806906027 | Non Moving Item | BENT TUBE TB 27,3-06-400-09365&13,BHEL | NO | 10 | 133860 | ZSPR | 2019-01-08 |  | 2549 | Critical item for Boiler
403 | Non Moving Item | BMD | M3806906028 | Non Moving Item | BENT TUBE TB 28,3-06-400-09365&13,BHEL | NO | 10 | 124450 | ZSPR | 2019-01-08 |  | 2549 | Critical item for Boiler
404 | Non Moving Item | BMD | M3806906029 | Non Moving Item | BENT TUBE TB 29,3-06-400-09365&13,BHEL | NO | 10 | 117330 | ZSPR | 2019-01-08 |  | 2549 | Critical item for Boiler
405 | Non Moving Item | BMD | M3806906030 | Non Moving Item | BENT TUBE TB 30,3-06-400-09365&12,BHEL | NO | 10 | 112450 | ZSPR | 2019-01-08 |  | 2549 | Critical item for Boiler
406 | Non Moving Item | BMD | M3806906031 | Non Moving Item | BENT TUBE TB 31,3-06-400-09365&12,BHEL | NO | 10 | 107550 | ZSPR | 2019-01-11 |  | 2546 | Critical item for Boiler
407 | Non Moving Item | BMD | M3806906032 | Non Moving Item | BENT TUBE TB 32,3-06-400-09365&12,BHEL | NO | 10 | 102670 | ZSPR | 2019-01-11 |  | 2546 | Critical item for Boiler
408 | Non Moving Item | BMD | M3806906033 | Non Moving Item | BENT TUBE TB 33,3-06-400-09365&1,BHEL | NO | 10 | 97760 | ZSPR | 2019-01-11 |  | 2546 | Critical item for Boiler
409 | Non Moving Item | BMD | M3806906034 | Non Moving Item | BENT TUBE TB 34,3-06-400-09365&2,BHEL | NO | 10 | 90230 | ZSPR | 2019-01-11 |  | 2546 | Critical item
410 | Non Moving Item | BMD | M3806906035 | Non Moving Item | BENT TUBE TB 35,3-06-400-09365&3,BHEL | NO | 10 | 129050 | ZSPR | 2019-01-11 |  | 2546 | Critical item for Boiler
411 | Non Moving Item | BMD | M3806906036 | Non Moving Item | BENT TUBE TB 36,3-06-400-09365&4,BHEL | NO | 10 | 107480 | ZSPR | 2019-01-11 |  | 2546 | Critical item for Boiler
412 | Non Moving Item | BMD | M3806906037 | Non Moving Item | BENT TUBE TB 37,3-06-400-09365&8,BHEL | NO | 10 | 103480 | ZSPR | 2019-01-11 |  | 2546 | Critical item for Boiler
413 | Non Moving Item | BMD | M3806906038 | Non Moving Item | BENT TUBE TB 38,3-06-400-09365&8,BHEL | NO | 10 | 97980 | ZSPR | 2019-01-11 |  | 2546 | Critical item for Boiler
414 | Non Moving Item | BMD | M3806906039 | Non Moving Item | BENT TUBE TB 39,3-06-400-09365&8,BHEL | NO | 10 | 109200 | ZSPR | 2019-01-11 |  | 2546 | Critical item for Boiler
415 | Non Moving Item | BMD | M3806906040 | Non Moving Item | BENT TUBE TB 40,3-06-400-09365&8,BHEL | NO | 10 | 114730 | ZSPR | 2019-01-11 |  | 2546 | Critical item for Boiler
416 | Non Moving Item | BMD | M3806906041 | Non Moving Item | BENT TUBE TB 41,3-06-400-09365&8,BHEL | NO | 10 | 118730 | ZSPR | 2019-01-11 |  | 2546 | Critical item for Boiler
417 | Non Moving Item | BMD | M3806906042 | Non Moving Item | BENT TUBE TB 42,3-06-400-09365&8,BHEL | NO | 10 | 123860 | ZSPR | 2019-01-11 |  | 2546 | Critical item for Boiler
418 | Non Moving Item | BMD | M3806906043 | Non Moving Item | BENT TUBE TB 43,3-06-400-09365&8,BHEL | NO | 10 | 135800 | ZSPR | 2018-10-29 |  | 2620 | Critical item
419 | Non Moving Item | BMD | M3806906044 | Non Moving Item | BENT TUBE TB 44,3-06-400-09365&8,BHEL | NO | 10 | 130800 | ZSPR | 2018-10-29 |  | 2620 | Critical item
420 | Non Moving Item | BMD | M3806906045 | Non Moving Item | BENT TUBE TB 45,3-06-400-09365&8,BHEL | NO | 10 | 126360 | ZSPR | 2018-10-29 |  | 2620 | Critical item
421 | Non Moving Item | BMD | M3806906046 | Non Moving Item | BENT TUBE TB 46,3-06-400-09365&8,BHEL | NO | 10 | 121110 | ZSPR | 2018-10-29 |  | 2620 | Critical item
422 | Non Moving Item | BMD | M3806906047 | Non Moving Item | BENT TUBE TB 47,3-06-400-09365&8,BHEL | NO | 10 | 119200 | ZSPR | 2018-10-29 |  | 2620 | Critical item
423 | Non Moving Item | BMD | M3806906048 | Non Moving Item | BENT TUBE TB 48,3-06-400-09365&8,BHEL | NO | 10 | 112050 | ZSPR | 2018-10-29 |  | 2620 | Critical item
424 | Non Moving Item | BMD | M3806906049 | Non Moving Item | BENT TUBE TB 49,3-06-400-09365&8,BHEL | NO | 10 | 107170 | ZSPR | 2018-10-29 |  | 2620 | Critical item
425 | Non Moving Item | BMD | M3806906050 | Non Moving Item | BENT TUBE TB 50,3-06-400-09365&8,BHEL | NO | 10 | 102260 | ZSPR | 2018-10-29 |  | 2620 | Critical item
426 | Non Moving Item | BMD | M3806906051 | Non Moving Item | BENT TUBE TB 51,3-06-400-09365&8,BHEL | NO | 10 | 112610 | ZSPR | 2018-10-29 |  | 2620 | Critical item
427 | Non Moving Item | BMD | M3806906052 | Non Moving Item | BENT TUBE TB 52,3-06-400-09365&8,BHEL | NO | 10 | 107480 | ZSPR | 2019-01-11 |  | 2546 | Critical item
428 | Non Moving Item | BMD | M3806906053 | Non Moving Item | BENT TUBE TB 53,3-06-400-09365&8,BHEL | NO | 10 | 105549.6 | ZSPR | 2019-01-08 |  | 2549 | Critical item
429 | Non Moving Item | BMD | M3806906054 | Non Moving Item | BENT TUBE TB 54,3-06-400-09365&8,BHEL | NO | 10 | 99939.6 | ZSPR | 2019-01-08 |  | 2549 | Critical item
430 | Non Moving Item | BMD | M3806906055 | Non Moving Item | BENT TUBE TB 55,3-06-400-09365&8,BHEL | NO | 10 | 122930.4 | ZSPR | 2019-01-08 |  | 2549 | Critical item
431 | Non Moving Item | BMD | M3806906056 | Non Moving Item | BENT TUBE TB 56,3-06-400-09365&8,BHEL | NO | 10 | 126051.6 | ZSPR | 2019-01-08 |  | 2549 | Critical item
432 | Non Moving Item | BMD | M3806906057 | Non Moving Item | BENT TUBE TB 57,3-06-400-09365&1,BHEL | NO | 10 | 120819 | ZSPR | 2019-01-08 |  | 2549 | Critical item
433 | Non Moving Item | BMD | M3806906058 | Non Moving Item | BENT TUBE TB 58,3-06-400-09365&2,BHEL | NO | 10 | 116739 | ZSPR | 2019-01-08 |  | 2549 | Critical item
434 | Non Moving Item | BMD | M3806906059 | Non Moving Item | BENT TUBE TB 59,3-06-400-09365&3,BHEL | NO | 10 | 112567.2 | ZSPR | 2019-01-08 |  | 2549 | Critical item
435 | Non Moving Item | BMD | M3806906060 | Non Moving Item | BENT TUBE TB 60,3-06-400-09365&4,BHEL | NO | 10 | 109599 | ZSPR | 2019-01-08 |  | 2549 | Critical item
436 | Non Moving Item | BMD | M3806906061 | Non Moving Item | BENT TUBE TB 61,3-06-400-09365&5,BHEL | NO | 10 | 115110 | ZSPR | 2019-01-11 |  | 2546 | Critical item
437 | Non Moving Item | BMD | M3806906062 | Non Moving Item | BENT TUBE TB 62,3-06-400-09365&6,BHEL | NO | 10 | 119550 | ZSPR | 2019-01-11 |  | 2546 | Critical item
438 | Non Moving Item | BMD | M3806906063 | Non Moving Item | BENT TUBE TB 63,3-06-400-09365&32,BHEL | NO | 10 | 124550 | ZSPR | 2019-01-11 |  | 2546 | Critical item
439 | Non Moving Item | BMD | M3806906064 | Non Moving Item | BENT TUBE TB 64,3-06-400-09365&33,BHEL | NO | 10 | 117170 | ZSPR | 2019-01-11 |  | 2546 | Critical item for Boiler
440 | Non Moving Item | BMD | M3806906065 | Non Moving Item | BENT TUBE TB 65,3-06-400-09365&34,BHEL | NAM | 10 | 111360 | ZSPR | 2019-01-11 |  | 2546 | Critical item for Boiler
441 | Non Moving Item | BMD | M3806906066 | Non Moving Item | BENT TUBE TB 66,3-06-400-09365&32,BHEL | NO | 10 | 119920 | ZSPR | 2019-01-11 |  | 2546 | Critical item for Boiler
442 | Non Moving Item | BMD | M3806906067 | Non Moving Item | BENT TUBE TB 67,3-06-400-09365&33,BHEL | NO | 10 | 115050 | ZSPR | 2019-01-11 |  | 2546 | Critical item for Boiler
443 | Non Moving Item | BMD | M3806906068 | Non Moving Item | BENT TUBE TB 68,3-06-400-09365&34,BHEL | NO | 10 | 110140 | ZSPR | 2019-01-11 |  | 2546 | Critical item for Boiler
444 | Non Moving Item | BMD | M3806906069 | Non Moving Item | BENT TUBE TB 69,3-06-400-09365&2,BHEL | NO | 10 | 105260 | ZSPR | 2019-01-11 |  | 2546 | Critical item for Boiler
445 | Non Moving Item | BMD | M3806906070 | Non Moving Item | BENT TUBE TB 70,3-06-400-09365&2,BHEL | NO | 10 | 100360 | ZSPR | 2019-01-11 |  | 2546 | Critical item for Boiler
446 | Non Moving Item | BMD | M3806906071 | Non Moving Item | BENT TUBE TB 71,3-06-400-09365&1,BHEL | NO | 10 | 95480 | ZSPR | 2019-01-11 |  | 2546 | Critical item for Boiler
447 | Non Moving Item | BMD | M3806906072 | Non Moving Item | BENT TUBE TB 72,3-06-400-09365&1,BHEL | NO | 10 | 90140 | ZSPR | 2019-01-11 |  | 2546 | Critical item for Boiler
448 | Non Moving Item | BMD | M3806906073 | Non Moving Item | BENT TUBE TB 73,3-06-400-09365&2,BHEL | NO | 10 | 114800 | ZSPR | 2019-01-11 |  | 2546 | Critical item for Boiler
449 | Non Moving Item | BMD | M3806906074 | Non Moving Item | BENT TUBE TB 74,3-06-400-09365&2,BHEL | NO | 10 | 109700 | ZSPR | 2019-01-11 |  | 2546 | Critical item for Boiler
450 | Non Moving Item | BMD | M3806906075 | Non Moving Item | BENT TUBE TB 75,3-06-400-09365&1,BHEL | NO | 10 | 105700 | ZSPR | 2019-01-11 |  | 2546 | Critical item for Boiler
451 | Non Moving Item | BMD | M3806906076 | Non Moving Item | BENT TUBE TB 76,3-06-400-09365&1,BHEL | NO | 10 | 113610 | ZSPR | 2019-01-11 |  | 2546 | Critical item for Boiler
452 | Non Moving Item | BMD | M3806906077 | Non Moving Item | BENT TUBE TB 77,3-06-400-09365&1,BHEL | NO | 10 | 112510 | ZSPR | 2019-01-11 |  | 2546 | Critical item for Boiler
453 | Non Moving Item | BMD | M3806906078 | Non Moving Item | BENT TUBE TB 78,3-06-400-09365&1,BHEL | NO | 10 | 116760 | ZSPR | 2019-01-11 |  | 2546 | Critical item for Boiler
454 | Non Moving Item | BMD | M3806906079 | Non Moving Item | BENT TUBE TB 79,3-06-400-09365&1,BHEL | NO | 10 | 121300 | ZSPR | 2019-01-11 |  | 2546 | Critical item for Boiler
455 | Non Moving Item | BMD | M3806906080 | Non Moving Item | BENT TUBE TB 80,3-06-400-09365&1,BHEL | NO | 10 | 136110 | ZSPR | 2019-05-24 |  | 2413 | Critical item for Boiler
456 | Non Moving Item | BMD | M3806906081 | Non Moving Item | BENT TUBE TB 81,3-06-400-09365&41,BHEL | NO | 10 | 131110 | ZSPR | 2019-01-11 |  | 2546 | Critical item for Boiler
457 | Non Moving Item | BMD | M3806906082 | Non Moving Item | BENT TUBE TB 82,3-06-400-09365&41,BHEL | NO | 10 | 126670 | ZSPR | 2019-01-11 |  | 2546 | Critical item for Boiler
458 | Non Moving Item | BMD | M3806906083 | Non Moving Item | BENT TUBE TB 83,3-06-400-09365&41,BHEL | NO | 10 | 121920 | ZSPR | 2019-01-11 |  | 2546 | Critical item for Boiler
459 | Non Moving Item | BMD | M3806906084 | Non Moving Item | BENT TUBE TB 84,3-06-400-09365&41,BHEL | NO | 10 | 122390 | ZSPR | 2019-01-11 |  | 2546 | Critical item for Boiler
460 | Non Moving Item | BMD | M3806906085 | Non Moving Item | BENT TUBE TB 85,3-06-400-09365&41,BHEL | NO | 10 | 114610 | ZSPR | 2019-01-11 |  | 2546 | Critical item for Boiler
461 | Non Moving Item | BMD | M3806906086 | Non Moving Item | BENT TUBE TB 86,3-06-400-09365&41,BHEL | NO | 10 | 111894 | ZSPR | 2019-01-08 |  | 2549 | Critical item for Boiler
462 | Non Moving Item | BMD | M3806906087 | Non Moving Item | BENT TUBE TB 87,3-06-400-09365&41,BHEL | NO | 10 | 106926.6 | ZSPR | 2019-01-08 |  | 2549 | Critical item for Boiler
463 | Non Moving Item | BMD | M3806906088 | Non Moving Item | BENT TUBE TB 88,3-06-400-09365&41,BHEL | NO | 10 | 101918.4 | ZSPR | 2019-01-08 |  | 2549 | Critical item for Boiler
464 | Non Moving Item | BMD | M3806906089 | Non Moving Item | BENT TUBE TB 89,3-06-400-09365&41,BHEL | NO | 10 | 96624.6 | ZSPR | 2019-01-08 |  | 2549 | Critical item for Boiler
465 | Non Moving Item | BMD | M3806906090 | Non Moving Item | BENT TUBE TB 90,3-06-400-09365&41,BHEL | NO | 10 | 113169 | ZSPR | 2019-01-08 |  | 2549 | Critical item for Boiler
466 | Non Moving Item | BMD | M3806906091 | Non Moving Item | BENT TUBE TB 91,3-06-400-09365&41,BHEL | NO | 10 | 107946.6 | ZSPR | 2019-01-08 |  | 2549 | Critical item for Boiler
467 | Non Moving Item | BMD | M3806906092 | Non Moving Item | BENT TUBE TB 92,3-06-400-09365&41,BHEL | NO | 10 | 103866.6 | ZSPR | 2019-01-08 |  | 2549 | Critical item for Boiler
468 | Non Moving Item | BMD | M3806906093 | Non Moving Item | BENT TUBE TB 93,3-06-400-09365&41,BHEL | NO | 10 | 99878.4 | ZSPR | 2019-01-08 |  | 2549 | Critical item for Boiler
469 | Non Moving Item | BMD | M3806906094 | Non Moving Item | BENT TUBE TB 94,3-06-400-09365&41,BHEL | NO | 10 | 124899 | ZSPR | 2019-01-08 |  | 2549 | Critical item for Boiler
470 | Non Moving Item | BMD | M3806906095 | Non Moving Item | BENT TUBE TB 95,3-06-400-09365&41,BHEL | NO | 10 | 119615.4 | ZSPR | 2019-01-08 |  | 2549 | Critical item for Boiler
471 | Non Moving Item | BMD | M3806906096 | Non Moving Item | BENT TUBE TB 96,3-06-400-09365&41,BHEL | NO | 10 | 116290.2 | ZSPR | 2019-01-08 |  | 2549 | Critical item for Boiler
472 | Non Moving Item | BMD | M3806906097 | Non Moving Item | BENT TUBE TB 97,3-06-400-09365&42,BHEL | NO | 10 | 113016 | ZSPR | 2019-01-08 |  | 2549 | Critical item for Boiler
473 | Non Moving Item | BMD | M3806906098 | Non Moving Item | BENT TUBE TB 98,3-06-400-09365&42,BHEL | NO | 10 | 108864.6 | ZSPR | 2019-01-08 |  | 2549 | Critical item for Boiler
474 | Non Moving Item | BMD | M3806906099 | Non Moving Item | BENT TUBE TB 99,3-06-400-09365&42,BHEL | NO | 10 | 106375.8 | ZSPR | 2019-01-08 |  | 2549 | Critical item for Boiler
475 | Non Moving Item | BMD | M3806906101 | Non Moving Item | BENT TUBE TB 101,3-06-400-09489&42,BHEL | NO | 10 | 115086.6 | ZSPR | 2019-01-08 |  | 2549 | Critical item for Boiler
476 | Non Moving Item | BMD | M3806906102 | Non Moving Item | BENT TUBE TB 102,3-06-400-09489&42,BHEL | NO | 10 | 110047.8 | ZSPR | 2019-01-08 |  | 2549 | Critical item for Boiler
477 | Non Moving Item | BMD | M3806906103 | Non Moving Item | BENT TUBE TB 103,3-06-400-09489&42,BHEL | NO | 10 | 114505.2 | ZSPR | 2019-01-08 |  | 2549 | Critical item for Boiler
478 | Non Moving Item | BMD | M3806906104 | Non Moving Item | BENT TUBE TB 104,3-06-400-09489&42,BHEL | NO | 10 | 110557.8 | ZSPR | 2019-01-08 |  | 2549 | Critical item for Boiler
479 | Non Moving Item | BMD | M3806906109 | Non Moving Item | BENT TUBE TB 05,3-06-400-09208&42,BHEL | NO | 10 | 110730 | ZSPR | 2019-01-11 |  | 2546 | Critical item for Boiler
480 | Non Moving Item | BMD | M3806906110 | Non Moving Item | BENT TUBE TB 06,3-06-400-09209&42,BHEL | NO | 10 | 113950 | ZSPR | 2019-01-11 |  | 2546 | Critical item for Boiler
481 | Non Moving Item | BMD | M3806906111 | Non Moving Item | BENT TUBE TB 07,3-06-400-09266&42,BHEL | NO | 10 | 117200 | ZSPR | 2019-01-11 |  | 2546 | Critical item for Boiler
482 | Non Moving Item | BMD | M3806906112 | Non Moving Item | BENT TUBE TB 08,3-06-400-09266&42,BHEL | NO | 10 | 108330 | ZSPR | 2018-10-29 |  | 2620 | Critical item for Boiler
483 | Non Moving Item | BMD | M3806906113 | Non Moving Item | BENT TUBE TB 09,3-06-400-09266&2,BHEL | NO | 10 | 111610 | ZSPR | 2019-01-11 |  | 2546 | Critical item for Boiler
484 | Non Moving Item | BMD | M3806906114 | Non Moving Item | BENT TUBE TB 10,3-06-400-09266&3,BHEL | NO | 10 | 116167.8 | ZSPR | 2019-01-11 |  | 2546 | Critical item for Boiler
485 | Non Moving Item | BMD | M3806906115 | Non Moving Item | BENT TUBE TB 11,3-06-400-09266&4,BHEL | NO | 10 | 61587.6 | ZSPR | 2019-01-11 |  | 2546 | Critical item
486 | Non Moving Item | BMD | M3806906116 | Non Moving Item | BENT TUBE TB 12,3-06-400-09266&5,BHEL | NO | 10 | 61781.4 | ZSPR | 2019-01-11 |  | 2546 | Critical item
487 | Non Moving Item | BMD | M3806906117 | Non Moving Item | BENT TUBE TB 13,3-06-400-09266&6,BHEL | NO | 10 | 61070 | ZSPR | 2018-10-29 |  | 2620 | Critical item
488 | Non Moving Item | BMD | M3806906118 | Non Moving Item | BENT TUBE TB 14,3-06-400-09266&7,BHEL | NO | 10 | 61760 | ZSPR | 2018-10-29 |  | 2620 | Critical item
489 | Non Moving Item | BMD | M3806906119 | Non Moving Item | BENT TUBE TB 15,3-06-400-09266&8,BHEL | NO | 10 | 62660 | ZSPR | 2019-01-11 |  | 2546 | Critical item
490 | Non Moving Item | BMD | M3806906120 | Non Moving Item | BENT TUBE TB 16,3-06-400-09266&9,BHEL | NO | 10 | 65065.8 | ZSPR | 2019-01-08 |  | 2549 | Critical item
491 | Non Moving Item | BMD | M3806906128 | Non Moving Item | BENT TUBE TB 24,3-06-400-09266&3,BHEL | NO | 10 | 122980 | ZSPR | 2019-01-08 |  | 2549 | Critical item for Boiler
492 | Non Moving Item | BMD | M3806906129 | Non Moving Item | BENT TUBE TB 25,3-06-400-09266&4,BHEL | NO | 10 | 127420 | ZSPR | 2019-01-08 |  | 2549 | Critical item for Boiler
493 | Non Moving Item | BMD | M3806906130 | Non Moving Item | BENT TUBE TB 26,3-06-400-09266&5,BHEL | NO | 10 | 132420 | ZSPR | 2019-01-08 |  | 2549 | Critical item for Boiler
494 | Non Moving Item | BMD | M3806906131 | Non Moving Item | BENT TUBE TB 27,3-06-400-09266&6,BHEL | NO | 10 | 126990 | ZSPR | 2019-05-24 |  | 2413 | Critical item for Boiler
495 | Non Moving Item | BMD | M3806906132 | Non Moving Item | BENT TUBE TB 28,3-06-400-09266&7,BHEL | NO | 10 | 119860 | ZSPR | 2019-01-08 |  | 2549 | Critical item
496 | Non Moving Item | BMD | M3806906133 | Non Moving Item | BENT TUBE TB 29,3-06-400-09266,BHEL | NO | 10 | 114980 | ZSPR | 2018-10-29 |  | 2620 | Critical item
497 | Non Moving Item | BMD | M3806906134 | Non Moving Item | BENT TUBE TB 30,3-06-400-09266,BHEL | NO | 10 | 112281.6 | ZSPR | 2019-01-08 |  | 2549 | Critical item
498 | Non Moving Item | BMD | M3806906135 | Non Moving Item | BENT TUBE TB 31,3-06-400-09266,BHEL | NO | 10 | 105200 | ZSPR | 2019-05-24 |  | 2413 | Critical item
499 | Non Moving Item | BMD | M3806906136 | Non Moving Item | BENT TUBE TB 32,3-06-400-09266,BHEL | NO | 10 | 100290 | ZSPR | 2019-01-08 |  | 2549 | Critical item
500 | Non Moving Item | BMD | M3806906137 | Non Moving Item | BENT TUBE TB 33,3-06-400-09266,BHEL | NO | 10 | 95420 | ZSPR | 2019-01-08 |  | 2549 | Critical item
501 | Non Moving Item | BMD | M3806906138 | Non Moving Item | BENT TUBE TB 34,3-06-400-09266,BHEL | NO | 10 | 90200 | ZSPR | 2019-01-08 |  | 2549 | Critical item
502 | Non Moving Item | BMD | M3806906139 | Non Moving Item | BENT TUBE TB 35,3-06-400-09266,BHEL | NO | 10 | 127800 | ZSPR | 2019-01-11 |  | 2546 | Critical item for Boiler
503 | Non Moving Item | BMD | M3806906140 | Non Moving Item | BENT TUBE TB 36,3-06-400-09266,BHEL | NO | 10 | 107390 | ZSPR | 2019-01-08 |  | 2549 | Critical item for Boiler
504 | Non Moving Item | BMD | M3806906141 | Non Moving Item | BENT TUBE TB 37,3-06-400-09266,BHEL | NO | 10 | 103390 | ZSPR | 2019-01-11 |  | 2546 | Critical item for Boiler
505 | Non Moving Item | BMD | M3806906142 | Non Moving Item | BENT TUBE TB 38,3-06-400-09266,BHEL | NO | 10 | 97860 | ZSPR | 2019-01-08 |  | 2549 | Critical item for Boiler
506 | Non Moving Item | BMD | M3806906143 | Non Moving Item | BENT TUBE TB 39,3-06-400-09266,BHEL | NO | 10 | 107950 | ZSPR | 2019-01-08 |  | 2549 | Critical item for Boiler
507 | Non Moving Item | BMD | M3806906144 | Non Moving Item | BENT TUBE TB 40,3-06-400-09266,BHEL | NO | 10 | 113480 | ZSPR | 2019-01-08 |  | 2549 | Critical item for Boiler
508 | Non Moving Item | BMD | M3806906145 | Non Moving Item | BENT TUBE TB 41,3-06-400-09266,BHEL | NO | 10 | 117480 | ZSPR | 2019-01-08 |  | 2549 | Critical item for Boiler
509 | Non Moving Item | BMD | M3806906146 | Non Moving Item | BENT TUBE TB 42,3-06-400-09266,BHEL | NO | 10 | 122580 | ZSPR | 2019-01-08 |  | 2549 | Critical item for Boiler
510 | Non Moving Item | BMD | M3806906147 | Non Moving Item | BENT TUBE TB 43,3-06-400-09266,BHEL | NO | 10 | 135360 | ZSPR | 2019-01-11 |  | 2546 | Critical item
511 | Non Moving Item | BMD | M3806906148 | Non Moving Item | BENT TUBE TB 44,3-06-400-09266,BHEL | NO | 10 | 132967.2 | ZSPR | 2019-01-08 |  | 2549 | Critical item
512 | Non Moving Item | BMD | M3806906149 | Non Moving Item | BENT TUBE TB 45,3-06-400-09266,BHEL | NO | 10 | 125920 | ZSPR | 2019-01-11 |  | 2546 | Critical item
513 | Non Moving Item | BMD | M3806906150 | Non Moving Item | BENT TUBE TB 46,3-06-400-09266,BHEL | NO | 10 | 120730 | ZSPR | 2019-01-11 |  | 2546 | Critical item
514 | Non Moving Item | BMD | M3806906151 | Non Moving Item | BENT TUBE TB 47,3-06-400-09266,BHEL | NO | 10 | 121461.6 | ZSPR | 2019-01-08 |  | 2549 | Critical item
515 | Non Moving Item | BMD | M3806906152 | Non Moving Item | BENT TUBE TB 48,3-06-400-09266,BHEL | NO | 10 | 111950 | ZSPR | 2019-01-11 |  | 2546 | Critical item
516 | Non Moving Item | BMD | M3806906153 | Non Moving Item | BENT TUBE TB 49,3-06-400-09266,BHEL | NO | 10 | 107040 | ZSPR | 2019-01-08 |  | 2549 | Critical item
517 | Non Moving Item | BMD | M3806906154 | Non Moving Item | BENT TUBE TB 50,3-06-400-09266,BHEL | NO | 10 | 102170 | ZSPR | 2019-01-08 |  | 2549 | Critical item
518 | Non Moving Item | BMD | M3806906155 | Non Moving Item | BENT TUBE TB 51,3-06-400-09266,BHEL | NO | 10 | 112480 | ZSPR | 2019-01-11 |  | 2546 | Critical item
519 | Non Moving Item | BMD | M3806906156 | Non Moving Item | BENT TUBE TB 52,3-06-400-09266,BHEL | NO | 10 | 109537.8 | ZSPR | 2019-01-08 |  | 2549 | Critical item
520 | Non Moving Item | BMD | M3806906157 | Non Moving Item | BENT TUBE TB 53,3-06-400-09266,BHEL | NO | 10 | 103390 | ZSPR | 2019-01-08 |  | 2549 | Critical item
521 | Non Moving Item | BMD | M3806906158 | Non Moving Item | BENT TUBE TB 54,3-06-400-09266,BHEL | NO | 10 | 97860 | ZSPR | 2019-01-11 |  | 2546 | Critical item
522 | Non Moving Item | BMD | M3806906159 | Non Moving Item | BENT TUBE TB 55,3-06-400-09266,BHEL | NO | 10 | 114580 | ZSPR | 2019-01-11 |  | 2546 | Critical item
523 | Non Moving Item | BMD | M3806906160 | Non Moving Item | BENT TUBE TB 56,3-06-400-09266,BHEL | NO | 10 | 111894 | ZSPR | 2019-01-11 |  | 2546 | Critical item
524 | Non Moving Item | BMD | M3806906161 | Non Moving Item | BENT TUBE TB 57,3-06-400-09266,BHEL | NO | 10 | 106885.8 | ZSPR | 2019-01-11 |  | 2546 | Critical item
525 | Non Moving Item | BMD | M3806906162 | Non Moving Item | BENT TUBE TB 58,3-06-400-09266,BHEL | NO | 10 | 99920 | ZSPR | 2019-01-08 |  | 2549 | Critical item
526 | Non Moving Item | BMD | M3806906163 | Non Moving Item | BENT TUBE TB 59,3-06-400-09266,BHEL | NO | 10 | 113301.6 | ZSPR | 2019-01-11 |  | 2546 | Critical item
527 | Non Moving Item | BMD | M3806906164 | Non Moving Item | BENT TUBE TB 60,3-06-400-09266,BHEL | NO | 10 | 105950 | ZSPR | 2019-01-11 |  | 2546 | Critical item
528 | Non Moving Item | BMD | M3806906165 | Non Moving Item | BENT TUBE TB 61,3-06-400-09266,BHEL | NO | 10 | 101950 | ZSPR | 2019-01-08 |  | 2549 | Critical item
529 | Non Moving Item | BMD | M3806906166 | Non Moving Item | BENT TUBE TB 62,3-06-400-09266,BHEL | NO | 10 | 121461.6 | ZSPR | 2019-01-11 |  | 2546 | Critical item
530 | Non Moving Item | BMD | M3806906167 | Non Moving Item | BENT TUBE TB 63,3-06-400-09266,BHEL | NO | 10 | 123980 | ZSPR | 2019-01-11 |  | 2546 | Critical item
531 | Non Moving Item | BMD | M3806906168 | Non Moving Item | BENT TUBE TB 64,3-06-400-09266,BHEL | NO | 10 | 128420 | ZSPR | 2019-04-02 |  | 2465 | Critical item
532 | Non Moving Item | BMD | M3806906169 | Non Moving Item | BENT TUBE TB 65,3-06-400-09266,BHEL | NO | 10 | 133420 | ZSPR | 2019-05-23 |  | 2414 | Critical item
533 | Non Moving Item | BMD | M3806906170 | Non Moving Item | BENT TUBE TB 66,3-06-400-09266,BHEL | NO | 10 | 117110 | ZSPR | 2019-04-02 |  | 2465 | Critical item for Boiler
534 | Non Moving Item | BMD | M3806906171 | Non Moving Item | BENT TUBE TB 67,3-06-400-09266,BHEL | NO | 10 | 111300 | ZSPR | 2019-04-03 |  | 2464 | Critical item for Boiler
535 | Non Moving Item | BMD | M3806906173 | Non Moving Item | BENT TUBE TB 69,3-06-400-09266,BHEL | NO | 10 | 114730 | ZSPR | 2019-05-23 |  | 2414 | Critical item for Boiler
536 | Non Moving Item | BMD | M3806906174 | Non Moving Item | BENT TUBE TB 70,3-06-400-09266,BHEL | NO | 10 | 109610 | ZSPR | 2019-04-03 |  | 2464 | Critical item for Boiler
537 | Non Moving Item | BMD | M3806906175 | Non Moving Item | BENT TUBE TB 71,3-06-400-09266,BHEL | NO | 10 | 105640 | ZSPR | 2019-04-03 |  | 2464 | Critical item for Boiler
538 | Non Moving Item | BMD | M3806906176 | Non Moving Item | BENT TUBE TB 72,3-06-400-09266,BHEL | NO | 10 | 113550 | ZSPR | 2019-05-22 |  | 2415 | Critical item for Boiler
539 | Non Moving Item | BMD | M3806906177 | Non Moving Item | BENT TUBE TB 73,3-06-400-09266,BHEL | NO | 10 | 112450 | ZSPR | 2019-05-22 |  | 2415 | Critical item for Boiler
540 | Non Moving Item | BMD | M3806906178 | Non Moving Item | BENT TUBE TB 74,3-06-400-09266,BHEL | NO | 10 | 116670 | ZSPR | 2019-04-03 |  | 2464 | Critical item for Boiler
541 | Non Moving Item | BMD | M3806906179 | Non Moving Item | BENT TUBE TB 75,3-06-400-09266,BHEL | NO | 10 | 121230 | ZSPR | 2019-11-29 |  | 2224 | Critical item for Boiler
542 | Non Moving Item | BMD | M3806906180 | Non Moving Item | BENT TUBE TB 76,3-06-400-09266,BHEL | NO | 10 | 136050 | ZSPR | 2019-04-03 |  | 2464 | Critical item for Boiler
543 | Non Moving Item | BMD | M3806906181 | Non Moving Item | BENT TUBE TB 77,3-06-400-09266,BHEL | NO | 10 | 131050 | ZSPR | 2019-05-22 |  | 2415 | Critical item for Boiler
544 | Non Moving Item | BMD | M3806906182 | Non Moving Item | BENT TUBE TB 78,3-06-400-09266,BHEL | NO | 10 | 126580 | ZSPR | 2019-07-16 |  | 2360 | Critical item for Boiler
545 | Non Moving Item | BMD | M3806906183 | Non Moving Item | BENT TUBE TB 79,3-06-400-09266,BHEL | NO | 10 | 121860 | ZSPR | 2019-05-24 |  | 2413 | Critical item for Boiler
546 | Non Moving Item | BMD | M3806906184 | Non Moving Item | BENT TUBE TB 80,3-06-400-09266,BHEL | NO | 10 | 122330 | ZSPR | 2019-04-03 |  | 2464 | Critical item for Boiler
547 | Non Moving Item | BMD | M3806906185 | Non Moving Item | BENT TUBE TB 81,3-06-400-09266,BHEL | NO | 10 | 114550 | ZSPR | 2019-07-16 |  | 2360 | Critical item for Boiler
548 | Non Moving Item | BMD | M3806906186 | Non Moving Item | BENT TUBE TB 82,3-06-400-09266,BHEL | NO | 10 | 109640 | ZSPR | 2019-04-03 |  | 2464 | Critical item for Boiler
549 | Non Moving Item | BMD | M3806906187 | Non Moving Item | BENT TUBE TB 83,3-06-400-09266,BHEL | NO | 10 | 104760 | ZSPR | 2019-04-03 |  | 2464 | Critical item for Boiler
550 | Non Moving Item | BMD | M3806906188 | Non Moving Item | BENT TUBE TB 84,3-06-400-09266,BHEL | NO | 10 | 99860 | ZSPR | 2019-04-03 |  | 2464 | Critical item for Boiler
551 | Non Moving Item | BMD | M3806906189 | Non Moving Item | BENT TUBE TB 85,3-06-400-09266,BHEL | NO | 10 | 94670 | ZSPR | 2019-04-03 |  | 2464 | Critical item for Boiler
552 | Non Moving Item | BMD | M3806906190 | Non Moving Item | BENT TUBE TB 86,3-06-400-09266,BHEL | NO | 10 | 110890 | ZSPR | 2019-02-22 |  | 2504 | Critical item for Boiler
553 | Non Moving Item | BMD | M3806906192 | Non Moving Item | BENT TUBE TB 88,3-06-400-09266,BHEL | NO | 10 | 101760 | ZSPR | 2019-02-22 |  | 2504 | Critical item for Boiler
554 | Non Moving Item | BMD | M3806906193 | Non Moving Item | BENT TUBE TB 89,3-06-400-09266,BHEL | NO | 10 | 122920 | ZSPR | 2019-05-23 |  | 2414 | Critical item for Boiler
555 | Non Moving Item | BMD | M3806906194 | Non Moving Item | BENT TUBE TB 90,3-06-400-09266,BHEL | NO | 10 | 118270 | ZSPR | 2019-05-23 |  | 2414 | Critical item for Boiler
556 | Non Moving Item | BMD | M3806906195 | Non Moving Item | BENT TUBE TB 91,3-06-400-09266,BHEL | NO | 10 | 114110 | ZSPR | 2018-10-29 |  | 2620 | Critical item for Boiler
557 | Non Moving Item | BMD | M3806906196 | Non Moving Item | BENT TUBE TB 92,3-06-400-09266,BHEL | NO | 10 | 110860 | ZSPR | 2018-10-29 |  | 2620 | Critical item for Boiler
558 | Non Moving Item | BMD | M3806906197 | Non Moving Item | BENT TUBE TB 93,3-06-400-09266,BHEL | NO | 10 | 106790 | ZSPR | 2018-10-29 |  | 2620 | Critical item for Boiler
559 | Non Moving Item | BMD | M3806906198 | Non Moving Item | BENT TUBE TB 94,3-06-400-09266,BHEL | NO | 10 | 104390 | ZSPR | 2018-10-29 |  | 2620 | Critical item for Boiler
560 | Non Moving Item | BMD | M3806906199 | Non Moving Item | BENT TUBE TB 95,3-06-400-09266,BHEL | NO | 10 | 98790 | ZSPR | 2018-10-29 |  | 2620 | Critical item for Boiler
561 | Non Moving Item | BMD | M3806906200 | Non Moving Item | BENT TUBE TB 96,3-06-400-09266,BHEL | NO | 10 | 115480 | ZSPR | 2018-10-29 |  | 2620 | Critical item for Boiler
562 | Non Moving Item | BMD | M3806906201 | Non Moving Item | BENT TUBE TB 97,3-06-400-09266,BHEL | NO | 10 | 112670 | ZSPR | 2018-10-29 |  | 2620 | Critical item for Boiler
563 | Non Moving Item | BMD | M3806906202 | Non Moving Item | BENT TUBE TB 98,3-06-400-09266,BHEL | NO | 10 | 109860 | ZSPR | 2018-10-29 |  | 2620 | Critical item for Boiler
564 | Non Moving Item | BMD | M3806906203 | Non Moving Item | BENT TUBE TB 99,3-06-400-09266,BHEL | NO | 10 | 106740 | ZSPR | 2018-10-29 |  | 2620 | Critical item for Boiler
565 | Non Moving Item | BMD | M3806906300 | Non Moving Item | INSPECTION NOZZLE,3-SB-005-76087/75131 | NO | 6 | 42086 | ZSPR | 2019-05-17 |  | 2420 | Critical item for Boiler attemperation system
566 | Non Moving Item | BMD | M3806906302 | Non Moving Item | INSPECTION NOZZLE,3-SB-005-76089/75129 | NO | 6 | 42088 | ZSPR | 2019-05-17 |  | 2420 | Critical item for Boiler attemperation system
567 | Non Moving Item | BMD | M3806906304 | Non Moving Item | HSEC,3-SB-005-76090,BHEL | NO | 2 | 8725 | ZSPR | 2019-05-22 |  | 2415 | Critical item for Boiler attemperation system
568 | Non Moving Item | BMD | M3806906305 | Non Moving Item | INSPECTION NOZZLE,3-SB-005-76178/72214 | NO | 4 | 23024 | ZSPR | 2019-05-17 |  | 2420 | Critical item for Boiler attemperation system
569 | Non Moving Item | BMD | M3806906306 | Non Moving Item | HSEC,3-SB-005-76180,BHEL | NO | 4 | 23024 | ZSPR | 2019-05-17 |  | 2420 | Critical item for Boiler attemperation system
570 | Non Moving Item | BMD | M3811165002 | Non Moving Item | HOLDING SCREW,4-SB-012-68101,DOOSAN | NO | 4 | 18880 | ZSPR | 2019-05-17 |  | 2420 | Critical item for Boiler attemperation system
571 | Non Moving Item | BMD | M3811165003 | Non Moving Item | POSITIONING SCREW,4-SB-012-68102,DOOSAN | NO | 8 | 37760 | ZSPR | 2019-05-17 |  | 2420 | Critical item for Boiler attemperation system
572 | Non Moving Item | BMD | M3811900012 | Non Moving Item | FLAT END COVER,3-SB-010-72058,BHEL | NO | 4 | 33365 | ZSPR | 2019-05-22 |  | 2415 | Critical item for Boiler attemperation system
573 | Non Moving Item | BMD | M3811900013 | Non Moving Item | INSPECTION NOZZLE,3-SB-010-75133,BHEL | NO | 4 | 33368 | ZSPR | 2019-05-17 |  | 2420 | Critical item for Boiler attemperation system
574 | Non Moving Item | BMD | M3811900015 | Non Moving Item | HSEC,3-SB-010-75910,BHEL | NO | 4 | 33363 | ZSPR | 2019-05-22 |  | 2415 | Critical item for Boiler attemperation system
575 | Non Moving Item | BMD | M3816165002 | Non Moving Item | HOLDING SCREW,4-SB-012-68103,DOOSAN | NO | 4 | 18880 | ZSPR | 2019-05-17 |  | 2420 | Critical item for Boiler attemperation system
576 | Non Moving Item | BMD | M3816165003 | Non Moving Item | POSITIONING SCREW,4-SB-012-68104,DOOSAN | NO | 20 | 94400 | ZSPR | 2019-05-17 |  | 2420 | Critical item for Boiler attemperation system
577 | Non Moving Item | BMD | M3819906000 | Non Moving Item | BEND TUBE 90 DEG,BHEL | NO | 100 | 133065 | ZSPR | 2019-05-17 |  | 2420 | Critical item
578 | Non Moving Item | BMD | M3819906003 | Non Moving Item | BEND TUBE 90 DEG,BHEL | NO | 100 | 139839 | ZSPR | 2019-05-17 |  | 2420 | Critical item
579 | Non Moving Item | BMD | M3821030004 | Non Moving Item | RACK GEAR HOUSING,1-20-201-00160/4,BHEL | NO | 2 | 126606 | ZSPR | 2019-05-22 |  | 2415
580 | Non Moving Item | BMD | M3821030044 | Non Moving Item | ELEMENT GASKET,963533590000,BHEL | NO | 2 | 16384.34 | ZSPR | 2019-02-08 |  | 2518
581 | Non Moving Item | BMD | M3821030049 | Non Moving Item | GASKET,963536400000,BHEL | NO | 2 | 49153 | ZSPR | 2019-02-08 |  | 2518
582 | Non Moving Item | BMD | M3821030050 | Non Moving Item | GASKET,963530500000,BHEL | NO | 2 | 16384.34 | ZSPR | 2019-02-08 |  | 2518
583 | Non Moving Item | BMD | M3821030051 | Non Moving Item | COVER GASKET,963530510000,BHEL | NO | 2 | 16384.34 | ZSPR | 2019-02-08 |  | 2518
584 | Non Moving Item | BMD | M3825010300 | Non Moving Item | SAFETY VALVE,7840204140,BHEL,1811LC-6X20 | SET | 1 | 128731 | ZSPR | 2019-04-16 |  | 2451 | Critical Soot blower station safety valve
585 | Non Moving Item | BMD | M3826022012 | Non Moving Item | CONSTANT LOAD HANGER,80-830-306,BHEL | NO | 1 | 104535 | ZSPR | 2019-02-12 |  | 2514 | Critical item for Boiler
586 | Non Moving Item | BMD | M3845050201 | Non Moving Item | PF BEND,90 DEG,100X1480MM,CERALINE,F/E | NO | 1 | 203514.96 | ZSPR | 2018-03-31 |  | 2832 | Critical item
587 | Non Moving Item | BMD | M3845050202 | Non Moving Item | PF BEND,90 DEG,100X1480MM,CERALINE,E/F | NO | 18 | 3581542.8 | ZSPR | 2018-03-27 |  | 2836 | Critical item
588 | Non Moving Item | BMD | M3845050203 | Non Moving Item | PF BEND,90 DEG,100X1480MM,CERALINE,E/E | NO | 20 | 4070299.2 | ZSPR | 2018-03-27 | 2019-10-09 | 2275 | Critical item for Boiler
589 | Non Moving Item | BMD | M3845050204 | Non Moving Item | PF BEND,75 DEG,100X1480MM,CERALINE,E/E | NO | 1 | 183751.04 | ZSPR | 2018-03-31 |  | 2832 | Critical item
590 | Non Moving Item | BMD | M3845050205 | Non Moving Item | PF BEND,70 DEG,100X1480MM,CERALINE,E/E | NO | 2 | 354415.16 | ZSPR | 2018-03-31 |  | 2832 | Critical item
591 | Non Moving Item | BMD | M3845050206 | Non Moving Item | PF BEND,60 DEG,100X1480MM,CERALINE,E/E | NO | 1 | 164120.66 | ZSPR | 2018-03-31 |  | 2832 | Critical item
592 | Non Moving Item | BMD | M3845050207 | Non Moving Item | PF BEND,56 DEG,100X1480MM,CERALINE,E/E | NO | 1 | 158779.06 | ZSPR | 2018-03-27 |  | 2836 | Critical item
593 | Non Moving Item | BMD | M3845050208 | Non Moving Item | PF BEND,55 DEG,100X1480MM,CERALINE,E/E | NO | 1 | 157443.66 | ZSPR | 2018-03-27 |  | 2836 | Critical item
594 | Non Moving Item | BMD | M3845050209 | Non Moving Item | PF BEND,50 DEG,100X1480MM,CERALINE,E/E | NO | 4 | 603600.8 | ZSPR | 2018-03-27 |  | 2836 | Critical item
595 | Non Moving Item | BMD | M3845050210 | Non Moving Item | PF BEND,48 DEG,100X1480MM,CERALINE,E/E | NO | 1 | 148229.4 | ZSPR | 2018-03-27 |  | 2836 | Critical item
596 | Non Moving Item | BMD | M3845050211 | Non Moving Item | PF BEND,47 DEG,100X1480MM,CERALINE,E/E | NO | 1 | 147027.54 | ZSPR | 2018-03-27 |  | 2836 | Critical item
597 | Non Moving Item | BMD | M3845050212 | Non Moving Item | PF BEND,45 DEG,100X1480MM,CERALINE,E/E | NO | 8 | 1154853.92 | ZSPR | 2018-03-27 | 2018-07-24 | 2717 | Critical item
598 | Non Moving Item | BMD | M3845050213 | Non Moving Item | PF BEND,45 DEG,100X1480MM,CERALINE,E/E | NO | 16 | 2309707.84 | ZSPR | 2018-03-27 |  | 2836 | Critical item
599 | Non Moving Item | BMD | M3845050214 | Non Moving Item | PF BEND,45 DEG,100X1367MM,CERALINE,F/F | NO | 4 | 535762.48 | ZSPR | 2018-03-27 |  | 2836 | Critical item
600 | Non Moving Item | BMD | M3845050215 | Non Moving Item | PF BEND,45 DEG,100X164MM,CERALINE,F/F | NO | 6 | 258800.52 | ZSPR | 2018-03-27 |  | 2836 | Critical item
601 | Non Moving Item | BMD | M3845050216 | Non Moving Item | PF BEND,40 DEG,100X1480MM,CERALINE,E/E | NO | 3 | 413439.84 | ZSPR | 2018-03-27 |  | 2836 | Critical item
602 | Non Moving Item | BMD | M3845050217 | Non Moving Item | PF BEND,35 DEG,100X1480MM,CERALINE,E/E | NO | 5 | 655681.4 | ZSPR | 2018-03-27 |  | 2836 | Critical item
603 | Non Moving Item | BMD | M3845050218 | Non Moving Item | PF BEND,30 DEG,100X1480MM,CERALINE,F/E | NO | 1 | 124592.82 | ZSPR | 2018-03-27 |  | 2836 | Critical item
604 | Non Moving Item | BMD | M3845050219 | Non Moving Item | PF BEND,30 DEG,100X1480MM,CERALINE,E/E | NO | 9 | 1121335.38 | ZSPR | 2018-03-27 |  | 2836 | Critical item
605 | Non Moving Item | BMD | M3845050220 | Non Moving Item | PF BEND,25 DEG,100X740MM,CERALINE,E/E | NO | 2 | 160782.16 | ZSPR | 2018-03-31 |  | 2832 | Critical item
606 | Non Moving Item | BMD | M3845050221 | Non Moving Item | PF BEND,20 DEG,100X740MM,CERALINE,E/E | NO | 4 | 294856.32 | ZSPR | 2018-03-27 |  | 2836 | Critical item
607 | Non Moving Item | BMD | M3845050222 | Non Moving Item | PF BEND,17 DEG,100X740MM,CERALINE,E/E | NO | 1 | 69841.42 | ZSPR | 2018-03-31 |  | 2832 | Critical item
608 | Non Moving Item | BMD | M3845050223 | Non Moving Item | PF BEND,15 DEG,100X880MM,CERALINE,E/F | NO | 1 | 70909.74 | ZSPR | 2018-03-31 |  | 2832 | Critical item
609 | Non Moving Item | BMD | M3845050224 | Non Moving Item | PF BEND,15 DEG,100X740MM,CERALINE,E/E | NO | 1 | 67170.62 | ZSPR | 2018-03-31 |  | 2832 | Critical item
610 | Non Moving Item | BMD | M3850101005 | Non Moving Item | BUSHING,12170127/30,APH GEARBOX | NO | 1 | 72707 | ZSPR | 2019-02-02 |  | 2524
611 | Non Moving Item | BMD | M3856900352 | Non Moving Item | BUSHING,1-55-335-01846&2,BHEL/TLT | NO | 160 | 323304 | ZSPR | 2018-03-23 |  | 2840 | Critical item
612 | Non Moving Item | BMD | M3856900353 | Non Moving Item | COUNTER WEIGHT,1-55-335-01846&3,BHEL | NO | 80 | 3627477.41 | ZSPR | 2019-03-12 |  | 2486
613 | Non Moving Item | BMD | M3856900356 | Non Moving Item | BEARING BUSH ROUND,1-55-335-01846&6 | NO | 160 | 969913.6 | ZSPR | 2019-02-27 |  | 2499 | Critical item
614 | Non Moving Item | BMD | M3856900361 | Non Moving Item | LOCKING PAD,1-55-335-01846&12,BHEL/TLT | NO | 160 | 25864 | ZSPR | 2018-03-23 |  | 2840 | Critical item
615 | Non Moving Item | BMD | M3861351000 | Non Moving Item | COMP ASSY,1-56-173-04710,BHEL | NO | 2 | 1234743 | ZSPR | 2019-01-17 |  | 2540
616 | Non Moving Item | BMD | M3874016012 | Non Moving Item | SHAFT END,2-79-728-05534&1,BHEL | NO | 4 | 14460.92 | ZSPR | 2019-03-19 |  | 2479 | Crtitcal item for ESP
617 | Non Moving Item | BMD | M3874016013 | Non Moving Item | SHAFT,2-79-728-05534&3,BHEL | NO | 2 | 29967.52 | ZSPR | 2019-03-19 |  | 2479 | Crtitcal item for ESP
618 | Non Moving Item | BMD | M3874016014 | Non Moving Item | SHAFT,2-79-728-05534&4,BHEL | NO | 2 | 33083.04 | ZSPR | 2019-03-19 |  | 2479 | Crtitcal item for ESP
619 | Non Moving Item | BMD | M3874016015 | Non Moving Item | SLEEVE TUBE,2-79-728-05534&5,BHEL | NO | 8 | 3956.08 | ZSPR | 2019-03-19 | 2019-08-20 | 2325 | Critical item for Boiler
620 | Non Moving Item | BMD | M3874016016 | Non Moving Item | SLEEVE TUBE,2-75-416-01648&3,BHEL | NO | 8 | 3956.08 | ZSPR | 2019-03-19 | 2019-08-20 | 2325 | Critical item for Boiler
3724 | Non Moving Item | EMD | M3266177038 | Non Moving Item | CASING WEAR RING,502.01,LUVAK:250-400/1 | NO | 3 | 1238171.01 | ZSPR | 2018-12-29 |  | 2559 | Critical item
622 | Non Moving Item | BMD | M3874036001 | Non Moving Item | SHAFT-I,2-75-416-01648&1,BHEL | NO | 8 | 154956.36 | ZSPR | 2019-04-30 |  | 2437 | Crtitcal item for ESP
623 | Non Moving Item | BMD | M3874036002 | Non Moving Item | SHAFT-II,2-75-416-01648&2,BHEL | NO | 8 | 126985.44 | ZSPR | 2019-03-16 |  | 2482 | Crtitcal item for ESP
624 | Non Moving Item | TMD | M4342066003 | Non Moving Item | O-RING SEAL,PALL | SET | 1 | 302542 | ZSPR | 2019-08-20 | 2019-09-06 | 2308
625 | Non Moving Item | BMD | M4421206045 | Non Moving Item | ROTARY CHAIN ASSY,4-00-073-60085/09,BHEL | NO | 1 | 20764.86 | ZSPR | 2019-05-22 |  | 2415 | LRSB Spare critical
626 | Non Moving Item | BMD | M4425296008 | Non Moving Item | BOT SP WASHER,SV 7141 & 016,ALLOY STEEL | NO | 6 | 82568.57 | ZSPR | 2018-12-28 |  | 2560 | Critical item for HRH Safety valve
627 | Non Moving Item | BMD | M4425296012 | Non Moving Item | BOT SP WASHER,SV 7141,BHEL,BOILER | NO | 6 | 2738332.83 | ZSPR | 2018-12-28 |  | 2560 | Critical item
628 | Non Moving Item | BMD | M4425296067 | Non Moving Item | SPRING WASHER ASSY,CON:SV:7132/12,BHEL | NO | 2 | 9776 | ZSPR | 2018-12-28 |  | 2560 | Critical item for CRH Safety valve
629 | Non Moving Item | BMD | M4425296068 | Non Moving Item | SPRING WASHER ASSY,CON:SV:7132/16,BHEL | NO | 2 | 9776 | ZSPR | 2018-12-28 |  | 2560 | Critical item for CRH Safety valve
630 | Non Moving Item | BMD | M4425296069 | Non Moving Item | DISC,SV 1787WB,BHEL,BOILER | NO | 2 | 148172 | ZSPR | 2019-01-03 |  | 2554 | Critical item for CRH Safety valve
631 | Non Moving Item | BMD | M4425296072 | Non Moving Item | GUIDE,CON:SV:7132/31,BHEL,BOILER | NO | 2 | 389566 | ZSPR | 2018-12-28 |  | 2560 | Critical item for CRH Safety valve
632 | Non Moving Item | BMD | M4425296077 | Non Moving Item | SPINDLE,CON:SV:7132/046,BHEL,BOILER | NO | 2 | 110667 | ZSPR | 2019-04-03 |  | 2464 | Critical item for CRH Safety valve
633 | Non Moving Item | BMD | M4425306003 | Non Moving Item | NOZZLE RING,DS 116-1076/3,ANDERSON | NO | 2 | 170508 | ZSPR | 2019-05-24 |  | 2413 | New declared Obsolete Material
634 | Non Moving Item | BMD | M4425306004 | Non Moving Item | SET SCREW,DS 116-1076/4,ANDERSON | NO | 2 | 79178 | ZSPR | 2019-05-24 |  | 2413 | New declared Obsolete Material
635 | Non Moving Item | BMD | M4425306009 | Non Moving Item | GUIDE,DS 116-1076/9,ANDERSON | NO | 2 | 973594 | ZSPR | 2019-05-24 |  | 2413 | New declared Obsolete Material
636 | Non Moving Item | BMD | M4425306010 | Non Moving Item | GUIDE RING,DS 116-1076/10,ANDERSON | NO | 2 | 306243 | ZSPR | 2019-05-24 |  | 2413 | New declared Obsolete Material
637 | Non Moving Item | BMD | M4425306011 | Non Moving Item | SET SCREW,DS 116-1076/11,ANDERSON | NO | 2 | 79178 | ZSPR | 2019-05-24 |  | 2413 | New declared Obsolete Material
638 | Non Moving Item | BMD | M4425306013 | Non Moving Item | SPINDLE ROD,DS 116-1076/12B,ANDERSON | NO | 2 | 1301198 | ZSPR | 2019-05-24 |  | 2413 | New declared Obsolete Material
639 | Non Moving Item | BMD | M4425306103 | Non Moving Item | NOZZLE RING,DS-116-1109/3,ANDERSON | NO | 2 | 170508 | ZSPR | 2019-05-24 |  | 2413 | New declared Obsolete Material
640 | Non Moving Item | BMD | M4425306104 | Non Moving Item | SET SCREW,DS-116-1109/4,ANDERSON | NO | 4 | 158356 | ZSPR | 2019-05-24 |  | 2413 | New declared Obsolete Material
641 | Non Moving Item | BMD | M4425306109 | Non Moving Item | GUIDE,DS-116-1109/8A,ANDERSON | NO | 2 | 973592 | ZSPR | 2019-05-24 |  | 2413 | New declared Obsolete Material
642 | Non Moving Item | BMD | M4425306111 | Non Moving Item | GUIDE RING,DS-116-1109/9,ANDERSON | NO | 2 | 306241 | ZSPR | 2019-05-24 |  | 2413 | New declared Obsolete Material
643 | Non Moving Item | BMD | M4425306115 | Non Moving Item | SPINDLE ROD,DS-116-1109/11C,ANDERSON | NO | 2 | 1301195 | ZSPR | 2019-05-24 |  | 2413 | New declared Obsolete Material
644 | Non Moving Item | BMD | M4448155001 | Non Moving Item | NMEJ,FAB-01,440MM,S:590,H5:110 | NO | 1 | 671944.67 | ZSPR | 2017-11-15 |  | 2968 | Critical item
645 | Non Moving Item | BMD | M4448155002 | Non Moving Item | NMEJ,FAB-02,370MM,S:520,H5:110 | NO | 2 | 1343889.34 | ZSPR | 2017-11-15 |  | 2968 | Critical item
646 | Non Moving Item | BMD | M4465056140 | Non Moving Item | FEED O/L ISO GATE,0-67-283-00144,MPGFC36 | NO | 1 | 604245 | ZSPR | 2019-04-03 |  | 2464
647 | Non Moving Item | BMD | M4465056159 | Non Moving Item | AIR FILTER,BHEL,MPGFC36" | NO | 1 | 9501 | ZSPR | 2019-04-03 |  | 2464
648 | Non Moving Item | BMD | M4465056234 | Non Moving Item | SCREW,BHEL,M4X65MM,CGAO,MPGFC36" | NO | 4 | 200 | ZSPR | 2019-02-22 |  | 2504
649 | Non Moving Item | BMD | M4474016005 | Non Moving Item | INNER ARM ASSY,61720030,BHEL | NO | 480 | 144000 | ZSPR | 2019-03-16 | 2019-09-20 | 2294
650 | Non Moving Item | BMD | M4474016013 | Non Moving Item | SET RING,61720038,ESP ASSY,BHEL | NO | 74 | 20528.64 | ZSPR | 2019-03-16 | 2019-08-20 | 2325
651 | Non Moving Item | BMD | M4474046004 | Non Moving Item | SHAFT,2-78-825-03051&2,BOILER,660MW | NO | 2 | 37306.46 | ZSPR | 2019-03-16 |  | 2482 | Crtitcal item for ESP
652 | Non Moving Item | BMD | M4474246006 | Non Moving Item | SHAFT,2-77-325-03417&5,BHEL | NO | 2 | 24844.42 | ZSPR | 2019-03-16 |  | 2482 | Crtitcal item for ESP
653 | Non Moving Item | BMD | M4626106010 | Non Moving Item | SPRING PIPE HANGER | NO | 2 | 17082.54 | ZSPR | 2019-02-09 |  | 2517 | Critical item
654 | Non Moving Item | BMD | M4626106012 | Non Moving Item | SPRING PIPE HANGER | NO | 6 | 53776.7 | ZSPR | 2019-02-09 |  | 2517 | Critical item
655 | Non Moving Item | BMD | M4626106013 | Non Moving Item | SPRING PIPE HANGER | NO | 1 | 1676.58 | ZSPR | 2019-02-09 |  | 2517 | Critical item
656 | Non Moving Item | BMD | M4626106014 | Non Moving Item | SPRING PIPE HANGER | NO | 1 | 2549 | ZSPR | 2019-02-09 |  | 2517 | Critical item
657 | Non Moving Item | BMD | M4626106015 | Non Moving Item | SPRING PIPE HANGER | NO | 1 | 4716.94 | ZSPR | 2019-02-09 |  | 2517 | Critical item
658 | Non Moving Item | BMD | M4626106016 | Non Moving Item | SPRING PIPE HANGER | NO | 1 | 2874.25 | ZSPR | 2019-02-09 |  | 2517 | Critical item
659 | Non Moving Item | BMD | M4626106017 | Non Moving Item | SPRING PIPE HANGER | NO | 1 | 2874.25 | ZSPR | 2019-02-09 |  | 2517 | Critical item
660 | Non Moving Item | BMD | M4721016004 | Non Moving Item | ROTARY CHAIN,30047100,BHEL | NO | 1 | 62385.29 | ZSPR | 2019-05-24 |  | 2413 | Critical item for LRSB
661 | Non Moving Item | BMD | M4721016009 | Non Moving Item | RACK PINION,30015600,LRSB | NO | 2 | 130501.67 | ZSPR | 2019-05-22 |  | 2415 | Critical item for LRSB
662 | Non Moving Item | BMD | M4721086117 | Non Moving Item | TRIM,TP-DG-222-108-2519,BHEL,BOILER | SET | 1 | 1257216.66 | ZSPR | 2019-04-03 |  | 2464 | Critical item for SB Control valve
2305 | Non Moving Item | EMD | M7045901012 | Non Moving Item | PISTON AND RING KIT | SET | 1 | 1223003.01 | ZSPR | 2017-06-30 |  | 3106 | Critical item
2928 | Non Moving Item | EMD | M8615410502 | Non Moving Item | MOTOR,SQL CAGE IND,415VAC,3PH,S1,200L,6P | NO | 2 | 1213897 | ZSPR | 2019-02-20 |  | 2506
665 | Non Moving Item | BMD | M4721106097 | Non Moving Item | SBV HEAD ASSY,842020100101,BHEL | NO | 8 | 1692730.49 | ZSPR | 2019-06-06 |  | 2400 | Critical item
666 | Non Moving Item | BMD | M4726126312 | Non Moving Item | SPRING HANGER,VLH-SH-10-080 | NO | 1 | 22270.15 | ZSPR | 2019-02-09 |  | 2517 | Critical item
667 | Non Moving Item | BMD | M4726126371 | Non Moving Item | VALVE,GL,SW,A105,CL800,2IN | NO | 1 | 13182.85 | ZSPR | 2019-05-23 |  | 2414
668 | Non Moving Item | BMD | M4726126489 | Non Moving Item | GATE VALVE,3/4IM,FCS,MANUAL OPERATED | NO | 6 | 132774 | ZSPR | 2019-02-27 |  | 2499
669 | Non Moving Item | BMD | M4726266001 | Non Moving Item | SPRING HANGER,VLH SH 11 080 | NO | 6 | 411212.26 | ZSPR | 2019-02-09 |  | 2517 | Critical item
670 | Non Moving Item | BMD | M4726266002 | Non Moving Item | SPRING HANGER,VLH SH 11 160 | NO | 3 | 277169.68 | ZSPR | 2019-02-09 |  | 2517 | Critical item
671 | Non Moving Item | BMD | M4726266003 | Non Moving Item | SPRING HANGER,VLH SH 12 080 | NO | 3 | 336342.12 | ZSPR | 2019-02-09 |  | 2517 | Critical item
672 | Non Moving Item | BMD | M4726266004 | Non Moving Item | SPRING HANGER,VLH SH 12 160 | NO | 3 | 451866.3 | ZSPR | 2019-02-09 |  | 2517 | Critical item
673 | Non Moving Item | BMD | M4726266005 | Non Moving Item | SPRING HANGER,VLH SH 13 080 | NO | 2 | 304221.6 | ZSPR | 2019-02-09 |  | 2517 | Critical item
674 | Non Moving Item | BMD | M4726266006 | Non Moving Item | SPRING HANGER,VLH SH 13 160 | NO | 3 | 693184.82 | ZSPR | 2019-02-09 |  | 2517 | Critical item
675 | Non Moving Item | BMD | M4726266007 | Non Moving Item | SPRING HANGER,CLH 7283 | NO | 1 | 312071.3 | ZSPR | 2019-02-09 |  | 2517 | Critical item
676 | Non Moving Item | BMD | M4726266015 | Non Moving Item | SPRING HANGER,VLH SA 12 160 | NO | 1 | 114410.62 | ZSPR | 2019-02-09 |  | 2517 | Critical item
677 | Non Moving Item | BMD | M4726266016 | Non Moving Item | SPRING HANGER,VLH SH 08 080 | NO | 8 | 127069.48 | ZSPR | 2019-02-09 |  | 2517 | Critical item
678 | Non Moving Item | BMD | M4726266017 | Non Moving Item | SPRING HANGER,VLH SH 09 080 | NO | 5 | 141381.64 | ZSPR | 2019-02-09 |  | 2517 | Critical item
679 | Non Moving Item | BMD | M4726266018 | Non Moving Item | SPRING HANGER,VLH SH 09 160 | NO | 3 | 152399.55 | ZSPR | 2019-02-09 |  | 2517 | Critical item
680 | Non Moving Item | BMD | M4726266019 | Non Moving Item | SPRING HANGER,VLH SH 10 160 | NO | 2 | 75835.22 | ZSPR | 2019-02-09 |  | 2517 | Critical item
681 | Non Moving Item | BMD | M4726266020 | Non Moving Item | SPRING HANGER,CLH 1153 | NO | 3 | 158622.46 | ZSPR | 2019-02-09 |  | 2517 | Critical item
682 | Non Moving Item | BMD | M4726266021 | Non Moving Item | SPRING HANGER,CLH 1162 | NO | 7 | 356653.68 | ZSPR | 2019-02-09 |  | 2517 | Critical item
683 | Non Moving Item | BMD | M4726266022 | Non Moving Item | SPRING HANGER,CLH 1163 | NO | 5 | 302064.2 | ZSPR | 2019-02-09 |  | 2517 | Critical item
684 | Non Moving Item | BMD | M4726266023 | Non Moving Item | SPRING HANGER,CLH 1172 | NO | 4 | 253674.44 | ZSPR | 2019-02-09 |  | 2517 | Critical item
685 | Non Moving Item | BMD | M4726266024 | Non Moving Item | SPRING HANGER,CLH 1173 | NO | 6 | 515714.3 | ZSPR | 2019-02-09 |  | 2517 | Critical item
686 | Non Moving Item | BMD | M4726266026 | Non Moving Item | SPRING HANGER,CLH 1183 | NO | 2 | 235666.98 | ZSPR | 2019-02-09 |  | 2517 | Critical item
687 | Non Moving Item | BMD | M4726266027 | Non Moving Item | SPRING HANGER,CLH 1192 | NO | 1 | 107117 | ZSPR | 2019-02-09 |  | 2517 | Critical item
688 | Non Moving Item | BMD | M4726266030 | Non Moving Item | CONSTANT LOAD HANGER,CLH 1283,BHEL | NO | 1 | 257568 | ZSPR | 2019-02-09 |  | 2517 | Critical item
689 | Non Moving Item | BMD | M4726266031 | Non Moving Item | SPRING HANGER,CLH7163 | NO | 1 | 83699.19 | ZSPR | 2019-02-09 |  | 2517 | Critical item
690 | Non Moving Item | BMD | M4726266034 | Non Moving Item | SPRING HANGER,CLH 7184 | NO | 1 | 208383.54 | ZSPR | 2019-02-09 |  | 2517 | Critical item
691 | Non Moving Item | BMD | M4726266035 | Non Moving Item | SPRING HANGER,CLH 7194 | NO | 1 | 257423 | ZSPR | 2019-02-09 |  | 2517 | Critical item
692 | Non Moving Item | BMD | M4726266036 | Non Moving Item | VAR LOAD HANGER,948210406000 | NO | 7 | 59120.88 | ZSPR | 2019-02-09 |  | 2517 | Critical item
693 | Non Moving Item | BMD | M4726266037 | Non Moving Item | VAR LOAD HANGER,948210416000 | NO | 1 | 4603.12 | ZSPR | 2019-02-09 |  | 2517 | Critical item
694 | Non Moving Item | BMD | M4726266038 | Non Moving Item | VAR LOAD HANGER,948210417000 | NO | 3 | 19040.24 | ZSPR | 2019-02-09 |  | 2517 | Critical item
695 | Non Moving Item | BMD | M4726266040 | Non Moving Item | VAR LOAD HANGER,948210420000 | NO | 2 | 24957.28 | ZSPR | 2019-02-09 |  | 2517 | Critical item
696 | Non Moving Item | BMD | M4726266041 | Non Moving Item | VAR LOAD HANGER,948210422000 | NO | 4 | 93718.82 | ZSPR | 2019-02-09 |  | 2517 | Critical item
697 | Non Moving Item | BMD | M4726266047 | Non Moving Item | VAR LOAD HANGER,948210472000 | NO | 1 | 68828.49 | ZSPR | 2019-04-30 |  | 2437 | Critical item
698 | Non Moving Item | BMD | M4726266051 | Non Moving Item | CONSTANT LOAD HANGER,948220112200 | NO | 2 | 14123.16 | ZSPR | 2019-02-09 |  | 2517 | Critical item
699 | Non Moving Item | BMD | M4726266053 | Non Moving Item | CONSTANT LOAD HANGER,948220113200 | NO | 2 | 26821.01 | ZSPR | 2019-02-09 |  | 2517 | Critical item
700 | Non Moving Item | BMD | M4726266054 | Non Moving Item | CONSTANT LOAD HANGER,948220113300 | NO | 2 | 44050.21 | ZSPR | 2019-02-09 |  | 2517 | Critical item
701 | Non Moving Item | BMD | M4726266055 | Non Moving Item | CONSTANT LOAD HANGER,948220114300 | NO | 1 | 21544 | ZSPR | 2019-02-09 |  | 2517 | Critical item
702 | Non Moving Item | BMD | M4726266056 | Non Moving Item | CONSTANT LOAD HANGER,948220116400 | NO | 1 | 85155 | ZSPR | 2019-02-09 |  | 2517 | Critical item
703 | Non Moving Item | BMD | M4726266058 | Non Moving Item | SUPPORT HANGER,948220717200 | NO | 1 | 82704.53 | ZSPR | 2019-02-09 |  | 2517 | Critical item
704 | Non Moving Item | BMD | M4726266059 | Non Moving Item | CONSTANT LOAD HANGER,948220717300 | NO | 1 | 110199 | ZSPR | 2019-02-09 |  | 2517 | Critical item
705 | Non Moving Item | BMD | M4726266062 | Non Moving Item | SPRING HANGER,VLH SA-09-080 | NO | 2 | 54216 | ZSPR | 2019-02-09 |  | 2517 | Critical item
706 | Non Moving Item | BMD | M4726266066 | Non Moving Item | VAR LOAD HANGER,SS-06-080 | NO | 1 | 5934 | ZSPR | 2019-02-09 |  | 2517 | Critical item
707 | Non Moving Item | BMD | M4726266068 | Non Moving Item | VAR LOAD HANGER,SS-08-080 | NO | 2 | 35685 | ZSPR | 2019-02-09 |  | 2517 | Critical item
708 | Non Moving Item | BMD | M4726266069 | Non Moving Item | VAR LOAD HANGER,SS-09-080 | NO | 2 | 59745 | ZSPR | 2019-02-09 |  | 2517 | Critical item
709 | Non Moving Item | BMD | M4726266070 | Non Moving Item | VAR LOAD HANGER,SS-10-080 | NO | 3 | 123086 | ZSPR | 2019-02-09 |  | 2517 | Critical item
710 | Non Moving Item | BMD | M4726266081 | Non Moving Item | CONSTANT LOAD HANGER,948220118200 | NO | 2 | 166019 | ZSPR | 2019-02-12 |  | 2514 | Critical item
711 | Non Moving Item | BMD | M4726266109 | Non Moving Item | CONSTANT LOAD HANGER,0-80-999-99014 | NO | 1 | 51525 | ZSPR | 2019-04-30 |  | 2437 | Critical item
712 | Non Moving Item | BMD | M4726266110 | Non Moving Item | SUPPORT HANGER,3-80-999-97402 | NO | 1 | 59425 | ZSPR | 2019-02-09 |  | 2517 | Critical item
713 | Non Moving Item | BMD | M4726266125 | Non Moving Item | VAR LOAD HANGER,9482144100 | NO | 2 | 130108 | ZSPR | 2019-02-09 |  | 2517 | Critical item
714 | Non Moving Item | BMD | M4741036020 | Non Moving Item | GLAND PACKING,CL300,RF,OS60 | SET | 30 | 169740 | ZSPR | 2019-05-23 |  | 2414
715 | Non Moving Item | BMD | M4801203756 | Non Moving Item | TUBE,STRT,A213-TP347H,44.5MM,7.1MM,5-7M | M | 125 | 886875 | ZSPR | 2018-12-29 |  | 2559 | Critical item
716 | Non Moving Item | BMD | M4803056059 | Non Moving Item | TUBE,BEND,HTSH,AS,A213-T92,44.45MM,90DEG | NO | 20 | 13452 | ZSPR | 2019-05-17 |  | 2420 | Critical item
717 | Non Moving Item | BMD | M5122026301 | Non Moving Item | TRANSFORMER,SA0657000043,BHEL | NO | 3 | 115478 | ZSPR | 2019-10-01 |  | 2283 | Critical item
718 | Non Moving Item | C&I | M5386016005 | Non Moving Item | PRESSURE SWITCH,782/175,STAMFORD,P1734G | NO | 3 | 212268.33 | ZSPR | 2017-06-30 |  | 3106 | Critical item
719 | Non Moving Item | BMD | M5501176029 | Non Moving Item | KEY,3-M02097/4,ELECON,GRANULATOR | NO | 3 | 61757.61 | ZSPR | 2019-08-23 |  | 2322
720 | Non Moving Item | BMD | M5815456122 | Non Moving Item | PNEUM DIAPHRAGM VALV 40NB ESO-68 DM SYS, | NO | 3 | 3300 | ZSPR | 2017-11-13 | 2018-08-31 | 2679
721 | Non Moving Item | BMD | M1123002924 | Non Moving Item | OIL,BRG,MOBILGEAR 600XP680,EXXON LUB | L | 1040 | 233168.11 | ZO&L | 2019-12-30 | 2018-09-25 | 2654
722 | Non Moving Item | BMD | M1132113202 | Non Moving Item | GREASE,BRG,MOBIL TEMP78 | KG | 18 | 40356.02 | ZO&L | 2019-12-30 |  | 2193
723 | Non Moving Item | BMD | M1132133103 | Non Moving Item | GREASE,BRG,MOBIL XHP222 | KG | 16 | 7363 | ZO&L | 2019-12-30 |  | 2193
724 | Non Moving Item | BMD | M2310152651 | Non Moving Item | BIT,DRILL,PARALLEL,TWIST,HSS,5MM | NO | 10 | 495.13 | ZOTS |  | 2019-06-20 | 2386
725 | Non Moving Item | BMD | M2310153812 | Non Moving Item | BIT,DRILL,PARALLEL,TWIST,HSS,14MM,IS5101 | NO | 40 | 40 | ZOTS |  | 2019-06-20 | 2386
726 | Non Moving Item | BMD | M3806906172 | Non Moving Item | BENT TUBE TB 68,3-06-400-09266,BHEL | NO | 10 | 90070 | ZSPR | 2020-01-08 |  | 2184 | Critical item for Boiler
727 |  | C&I | M9098021410 |  | BASE,CU7422337940,BHEL,RELAY,RE302 | NO | 45 | 5737.5 | ZSPR | 2020-08-08 |  | 1971
728 |  | C&I | M9401223188 |  | AMMETER,0-60A,1%,96X96MM2,AC,60/1A | NO | 4 | 1097 | ZSPR | 2020-09-24 |  | 1924
729 |  | C&I | M9401623229 |  | AMMETER,0-100A,1%,MOVING COIL,90°SCALE | NO | 4 | 2195 | ZSPR | 2020-09-24 |  | 1924
730 |  | C&I | M9411371217 |  | IND,DIGI,0-500A,0-5A,3.5,96X96MM | NO | 4 | 2195 | ZSPR | 2020-05-29 |  | 2042
731 |  | C&I | M9413570746 |  | AMMETER,1%,MOVING COIL,96X96MM2,90° | NO | 1 | 1333.5 | ZSPR | 2018-06-18 | 2020-04-27 | 2074
732 |  | C&I | M9414706022 |  | MODULE,SCHNEIDER | NO | 1 | 280893 | ZSPR | 2020-09-01 |  | 1947
733 |  | C&I | M9416044222 |  | XMTR,PRES,ABSOLUTE,1/2IN,(-1)-(+1)KG/CM2 | NO | 1 | 22429 | ZSPR | 2020-10-22 |  | 1896
734 |  | C&I | M9416204025 |  | XMTR,PRES,DIFF,1/2IN NPT,0-6KG/CM2 | NO | 1 | 8624.13 | ZSPR | 2020-10-22 |  | 1896
735 |  | C&I | M9416223030 |  | XMTR,PRES,DIFF,1/2IN BSP,0-10KSC,EXPRF | NO | 1 | 8411 | ZSPR | 2020-10-22 |  | 1896
736 |  | C&I | M9416224023 |  | XMTR,PRESS,DIFF,0-10KG/CM2,YOKOGAWA | NO | 1 | 8642.16 | ZSPR | 2020-10-22 |  | 1896
737 |  | C&I | M9416284435 |  | XMTR,PRES,DIFF,1/2IN NPT,0-40KG/CM2 | NO | 1 | 43121.67 | ZSPR | 2020-10-22 |  | 1896
738 |  | C&I | M9416304023N |  | XMTR,PRES,DIFF,0-60KG/SQCM | NO | 1 | 48871.75 | ZSPR | 2020-10-22 |  | 1896
739 |  | C&I | M9416924023 |  | XMTR,PRES,DIFF,1/2IN NPT,0-250BAR | NO | 1 | 14403.27 | ZSPR | 2020-10-22 |  | 1896
740 |  | C&I | M9417180022 |  | XMTR,PRES0 TO 4 KG/SQCM, E&H | NO | 2 | 50089 | ZSPR | 2020-09-11 |  | 1937
741 |  | C&I | M9417503027 |  | XMTR,PRES,DIFF -500 TO +800MMWC,400KSC | NO | 2 | 50089 | ZSPR | 2020-09-11 |  | 1937
742 |  | C&I | M9417873225 |  | XMTR,PRES,24VDC,0-6BAR | NO | 2 | 50089 | ZSPR | 2020-09-11 |  | 1937
743 |  | C&I | M9417973028 |  | XMTR,PRES,DIFF,24VDC,0-1000PSI | NO | 1 | 67183.5 | ZSPR | 2020-09-16 |  | 1932
744 |  | C&I | M9418256364 |  | PFM INPUT PCB,THERMO FISHER,MT9000 | NO | 2 | 111981.92 | ZSPR | 2020-07-10 |  | 2000
745 |  | C&I | M9420421011 |  | REL VIBRATION PROBE,MEGGITT,TQ402 | NO | 1 | 369103.13 | ZSPR | 2019-10-19 | 2020-08-11 | 1968
746 |  | C&I | M9421401001 |  | XMTR,PRES,DIFF,24VDC,0.13-1.3KG/CM2 | NO | 2 | 61061 | ZSPR | 2020-09-11 |  | 1937
747 |  | C&I | M9421403001 |  | XMTR,PRESS,DIFF,-30 TO + 30 MBAR,EMERSON | NO | 1 | 28038 | ZSPR | 2020-10-22 |  | 1896
748 |  | C&I | M9425157063 |  | LOCAL CONTROLLER,1900520033,ATLAS COPCO | NO | 2 | 129516.04 | ZSPR | 2020-02-24 |  | 2137
749 |  | C&I | M9428209041 |  | VIBRATION MONITOR,VM-701,SHINKAWA | NO | 1 | 47051 | ZSPR | 2018-12-22 | 2020-03-19 | 2113
750 |  | C&I | M9430019284 |  | GAUGE,PRES,BOURDON,6IN,0-100KG/CM2 | NO | 19 | 15245.48 | ZSPR | 2019-12-31 | 2020-08-08 | 1971
751 |  | C&I | M9432205830 |  | GAUGE,TEMP,HG FILLED RIGID,150MM,M33X2-M | NO | 1 | 17599 | ZSPR | 2020-04-06 |  | 2095
752 |  | C&I | M9433208276 |  | SOL VLV,24V,E290A064,ASCO | NO | 4 | 221372.31 | ZSPR | 2020-07-24 | 2019-01-25 | 2532
753 |  | C&I | M9434001012 |  | SOLENOID VALVE ASSY,3351300,HYDAC | NO | 4 | 106200 | ZSPR | 2020-12-01 |  | 1856
754 |  | C&I | M9434006563 |  | VALVE,SOL,DIRECT OPERATING,ROTEX | NO | 7 | 144550 | ZSPR | 2019-10-22 | 2020-02-14 | 2147
755 |  | C&I | M9434156065 |  | COIL,HYDAC,24DG-40-1836 | NO | 1 | 2666.75 | ZSPR | 2019-12-07 | 2020-02-14 | 2147
756 |  | C&I | M9434159764 |  | COIL,400-127-142,SOLENOID VALVE | NO | 16 | 82937.68 | ZSPR | 2020-07-24 |  | 1986
757 |  | C&I | M9434506028 |  | SPARE KIT,ASCO,SOLENOID VALVE | NO | 16 | 146568.8 | ZSPR | 2020-07-24 |  | 1986
758 |  | C&I | M9434506061 |  | SPARE KIT,A302-273,ASCO,SOLENOID VALVE | NO | 6 | 63262.18 | ZSPR | 2020-07-24 |  | 1986
759 |  | C&I | M9434506121 |  | SEAL KIT,SOLENOID VALVE | SET | 2 | 6584.5 | ZSPR | 2019-10-22 | 2020-02-14 | 2147
760 |  | C&I | M9435050677 |  | SWITCH,PRES,7-14KG/CM2,1/2IN NPT | NO | 2 | 3894 | ZSPR | 2020-04-06 |  | 2095
761 |  | C&I | M9443135160 |  | SENSOR,TEMP,RTD,HEADLES,PT100,60MM,6MM | NO | 7 | 15922.3 | ZSPR | 2018-09-06 | 2020-08-14 | 1965
762 |  | C&I | M9446050013 |  | VALVE,SOL,25MM,2/2WAY,220VDC,HERION | NO | 1 | 761353 | ZSPR | 2020-10-24 |  | 1894
763 |  | C&I | M9446056117 |  | VALVE,SOL,24VDC,2401750.1302.024.00 | NO | 1 | 144339.45 | ZSPR | 2020-12-11 |  | 1846 | Critical item
764 |  | C&I | M9446056119 |  | VALVE,SOL,24VDC,20W,IMI NORGREN | NO | 1 | 287141.85 | ZSPR | 2020-12-11 |  | 1846 | Critical item
765 |  | C&I | M9446056122 |  | VALVE,SOL,HERION,2401103 | NO | 1 | 34505.7 | ZSPR | 2020-12-11 |  | 1846 | Critical item
766 |  | C&I | M9446106033 |  | POSITION TRANSMITTER,ULTRASONIC,BALLUFF | NO | 3 | 198467.58 | ZSPR | 2020-01-31 | 2020-12-22 | 1835 | Critical item
767 |  | C&I | M9446256022 |  | THERMOCOUPLE DRB-200,L=6000,BHEL | NO | 1 | 28373 | ZSPR | 2020-04-30 |  | 2071
768 |  | C&I | M9446666035 |  | SPEED SENSOR,BRAUN,A5S05B90-06 | NO | 4 | 355652 | ZSPR | 2019-10-10 | 2020-08-11 | 1968 | Critical item
769 |  | C&I | M9452303112 |  | SWITCH,FLW,MAGNETIC,0-30M3/HR | NO | 2 | 39530 | ZSPR | 2020-07-13 |  | 1997
770 |  | C&I | M9452320209 |  | SWITCH,FLW,MAG COUPLED VANE,0.5-5M3/HR | NO | 3 | 59295 | ZSPR | 2020-07-13 |  | 1997
771 |  | C&I | M9452320795 |  | SWITCH,FLW,1.1/2IN NPTM,DK INSTR | NO | 2 | 27730 | ZSPR | 2020-07-13 |  | 1997
772 |  | C&I | M9455162020 |  | GAUGE,LVL,FLAT GLASS,0-800MM | NO | 2 | 68440 | ZSPR | 2020-09-21 |  | 1927
773 |  | C&I | M9455162826 |  | GAUGE,LVL,FLAT GLASS,0-1000MM | NO | 2 | 77880 | ZSPR | 2020-09-21 |  | 1927
774 |  | C&I | M9456055141 |  | LEVEL SENSOR,MAGNETIC | NO | 2 | 44604 | ZSPR | 2020-07-01 |  | 2009
775 |  | C&I | M9456390903 |  | IND,DIGI,LEVEL,0-12000MM | NO | 2 | 87320 | ZSPR | 2020-09-21 |  | 1927
776 |  | C&I | M9456547161 |  | SWITCH,LVL,MAGNETIC CUPL FLOAT,0-600MM | NO | 1 | 15989 | ZSPR | 2020-07-01 |  | 2009
777 |  | C&I | M9456603037 |  | SWITCH,LVL,FLOAT,20VAC,3/4IN NPT,SS316 | NO | 2 | 460 | ZSPR | 2020-10-22 |  | 1896
778 |  | C&I | M9457526041 |  | VALVE,CTRL,FLOW,DV-08-01.X/PS/H | NO | 1 | 4130 | ZSPR | 2019-12-07 | 2020-02-14 | 2147
779 |  | C&I | M9463186004 |  | VIDEO SIGNAL PROCESING CARD FOR FLAME TV | NO | 2 | 112473.33 | ZSPR | 2020-11-19 |  | 1868
780 |  | C&I | M9470006291 |  | SEAL SET,910.737D,BOMAFA,ACTUATOR | NO | 4 | 925693.31 | ZSPR | 2020-06-30 |  | 2010
781 |  | C&I | M9470021022 |  | CYLINDER,PNEU,S92-119-DA,BRAY | NO | 2 | 40049 | ZSPR | 2020-12-22 |  | 1835
782 |  | C&I | M9470021024 |  | REPAIR KIT,BRAY CONTROLS,ACTUATOR | NO | 10 | 21747 | ZSPR | 2020-12-22 |  | 1835
783 |  | C&I | M9470486281 |  | SEAL KIT,IL,ACTUATOR,VA-1R | ST | 1 | 826 | ZSPR | 2020-09-16 |  | 1932
784 |  | C&I | M9470486558 |  | DIAPHRAGM,IL,ACTUATOR,VA-1R | NO | 1 | 7080 | ZSPR | 2020-09-16 |  | 1932
785 |  | C&I | M9470486624 |  | PISTON,IL,PCD-8X16,W/SEAL | NO | 2 | 30680 | ZSPR | 2020-09-16 |  | 1932
786 |  | C&I | M9470486629 |  | SEAL KIT,IL,ACTUATOR,PCD-08X08 | SET | 2 | 24185.99 | ZSPR | 2020-09-16 |  | 1932
787 |  | C&I | M9470486630 |  | BELLOW,IL,ACTUATOR,PCD-08X08 | NO | 1 | 2360 | ZSPR | 2020-09-16 |  | 1932
788 |  | C&I | M9470486631 |  | PISTON ROD,IL,ACTUATOR,PCD-08X08 | NO | 1 | 11800 | ZSPR | 2020-09-16 |  | 1932
789 |  | C&I | M9470486632 |  | PISTON,IL,ACTUATOR,PCD-08X08 | NO | 1 | 17700 | ZSPR | 2020-09-16 |  | 1932
790 |  | C&I | M9470856059 |  | POWER CYLINDER,064M162,VELJAN | NO | 2 | 254880 | ZSPR | 2020-07-16 |  | 1994
791 |  | C&I | M9470876038 |  | SEAL KIT,VAAS,ACTUATOR,CCMC-10 | NO | 30 | 258208 | ZSPR | 2020-09-16 |  | 1932
792 |  | C&I | M9470876053 |  | CYLINDER,VAAS,ACTUATOR,CCMC8-MOH | NO | 2 | 95887 | ZSPR | 2020-12-01 |  | 1856
793 |  | C&I | M9470876054 |  | CYLINDER,CCMC4-MOH/4,VAAS,ACTUATOR | NO | 1 | 25429 | ZSPR | 2020-12-01 |  | 1856
794 |  | C&I | M9470876061 |  | REPAIR KIT,C4-MO/CRK,VAAS,ACTUATOR,CCMC4 | NO | 2 | 17856.6 | ZSPR | 2020-09-16 |  | 1932
795 |  | C&I | M9472672403 |  | REGULATOR,FLTR,0-7KG/CM2,METAL,AIR | NO | 20 | 44958 | ZSPR | 2020-07-17 |  | 1993
796 |  | C&I | M9472688358 |  | REGULATOR,FLTR,10KG/SQ.CM,0-7KG/SQ.CM | NO | 28 | 50716.4 | ZSPR | 2020-07-17 | 2020-07-22 | 1988
797 |  | C&I | M9475759064 |  | TEMPERATURE INDICATOR CUM CONTROLLER | NO | 4 | 132533.33 | ZSPR | 2020-11-19 |  | 1868
798 |  | C&I | M9476040013 |  | DISP FLTR CARTRIDGE,496,POTENCE CONTROLS | NO | 1 | 36002.97 | ZSPR | 2020-08-29 | 2019-07-30 | 2346
799 |  | C&I | M9476040014 |  | CPU BOARD,PC 2656,POTENCE CONTROLS | NO | 1 | 165199.85 | ZSPR | 2020-08-29 |  | 1950
800 |  | C&I | M9476040015 |  | VALVE,SOL,VENT,POTENCE CONTROLS | NO | 1 | 80239.93 | ZSPR | 2020-08-29 |  | 1950
801 |  | C&I | M9476040016 |  | VALVE,SOL,DRAIN,POTENCE CONTROLS,PC902 | NO | 1 | 66811.94 | ZSPR | 2020-08-29 |  | 1950
802 |  | C&I | M9476040017 |  | VALVE,SOL,MANIFOLD,POTENCE CONTROLS | NO | 1 | 21074.98 | ZSPR | 2020-08-29 |  | 1950
803 |  | C&I | M9476256100 |  | LENS SOCKET,30 3050,TRIOS | NO | 1 | 91676.92 | ZSPR | 2020-08-29 |  | 1950
804 |  | C&I | M9476256101 |  | OPTIC CLEANING KIT,20 9000,TRIOS | NO | 2 | 14539.99 | ZSPR | 2020-08-29 |  | 1950
805 |  | C&I | M9476256102 |  | SENSOR,GAS,LISA,TRIOS,LISA 254 | NO | 1 | 648999.42 | ZSPR | 2020-08-29 |  | 1950 | Critical item
806 |  | C&I | M9476257139 |  | SENSOR FILL SOLUTION,9210264,EMERSON | BOT | 19 | 204847.98 | ZSPR | 2020-01-22 | 2020-07-28 | 1982
807 |  | C&I | M9476456028 |  | SENSOR,PH ANALYZER,ABB,AP 30.1 | NO | 1 | 45070 | ZSPR | 2020-03-12 |  | 2120
808 |  | C&I | M9476456592 |  | ANALYZER,WATER,PH,0 -14,SINGLE CH. | SET | 1 | 118673 | ZSPR | 2020-03-02 |  | 2130
809 |  | C&I | M9476456699 |  | PH ELECTRODE (SENSOR WITH CABLE),ABB | NO | 1 | 46566.67 | ZSPR | 2018-03-14 | 2020-07-18 | 1992
810 |  | C&I | M9476706050 |  | LED LIGHT SOURCE,ISO 7027,ABB,ANALYZER | NO | 1 | 18101 | ZSPR | 2020-03-02 |  | 2130
811 |  | C&I | M9476706051 |  | WIPER BLADE,7998023,ABB,ANALYZER,4690 | NO | 1 | 9558 | ZSPR | 2020-03-02 |  | 2130
812 |  | C&I | M9481039747 |  | CURR POS TRANSMITTER,PTRMG0508-999-0000 | NO | 8 | 183720.73 | ZSPR | 2020-10-19 |  | 1899
813 |  | C&I | M9481059416 |  | CONTROL UNIT ASSY,AUMA,SAR14.1-F14 | NO | 1 | 139450 | ZSPR | 2020-06-13 |  | 2027
814 |  | C&I | M9481076016 |  | ACTUATOR,ELE,LINEAR,10NM,NFA-S2,BELIMO | NO | 6 | 111908.5 | ZSPR | 2020-09-01 |  | 1947
815 |  | C&I | M9481076017 |  | ACTUATOR,ELE,LINEAR,20NM,IP54,BELIMO | NO | 1 | 18651.25 | ZSPR | 2020-09-01 |  | 1947
816 |  | C&I | M9481077183 |  | EDV,1621682200,ATLAS COPCO | NO | 2 | 206856.91 | ZSPR | 2020-02-24 |  | 2137
817 |  | C&I | M9481300156 |  | OIL SEAL KIT,71002,ROTORK CONTROLS,K30 | SET | 13 | 20693.97 | ZSPR | 2020-10-19 |  | 1899
818 |  | C&I | M9481300168 |  | WORM SHAFT,71044,ROTORK CONTROLS | NO | 10 | 66091.9 | ZSPR | 2020-10-19 |  | 1899
819 |  | C&I | M9481300180 |  | HAND WHEEL TOP,71024,ROTORK CONTROLS,K30 | NO | 12 | 34309.95 | ZSPR | 2020-10-19 |  | 1899
820 |  | C&I | M9481300188 |  | CENTER COLUMN,71041,ROTORK CONTROLS,K30 | NO | 12 | 64880.9 | ZSPR | 2020-10-19 |  | 1899
821 |  | C&I | M9481300189 |  | HAND AUTO ASSY,71012,ROTORK CONTROLS,K30 | NO | 12 | 16340.98 | ZSPR | 2020-10-19 |  | 1899
822 |  | C&I | M9481306055 |  | CENTER COLUMN,ROTORK CONTROLS,K300,36RPM | NO | 16 | 96004.86 | ZSPR | 2020-10-19 |  | 1899
823 |  | C&I | M9481306057 |  | WORM SHAFT/WHEEL,ROTORK CONTROLS,K300 | NO | 12 | 113435.83 | ZSPR | 2020-10-19 |  | 1899
824 |  | C&I | M9481306058 |  | YOKE ASSY,ROTORK CONTROLS,K300,36RPM | NO | 15 | 21044.97 | ZSPR | 2020-10-19 |  | 1899
825 |  | C&I | M9481306059 |  | CLUTCH RING,ROTORK CONTROLS,K300,36RPM | NO | 14 | 29272.96 | ZSPR | 2020-10-19 |  | 1899
826 |  | C&I | M9481306060 |  | HAND WHEEL RETAINER,24485,K300 | NO | 25 | 6755.99 | ZSPR | 2020-10-19 |  | 1899
827 |  | C&I | M9481306061 |  | O-RING SET,ROTORK CONTROLS,K300,36RPM | NO | 25 | 13156.98 | ZSPR | 2020-10-19 |  | 1899
828 |  | C&I | M9481306062 |  | OIL SEAL SET,ROTORK CONTROLS,K300,36RPM | NO | 18 | 33261.95 | ZSPR | 2020-10-19 |  | 1899
829 |  | C&I | M9481306063 |  | YOKE RETURN SPRING,ROTORK CONTROLS,K300 | NO | 30 | 8106.99 | ZSPR | 2020-10-19 |  | 1899
830 |  | C&I | M9481306077 |  | CLUTCH RING,ROTORK CONTROLS,K600 | NO | 2 | 12918.98 | ZSPR | 2020-10-19 |  | 1899
831 |  | C&I | M9481306101 |  | MOTOR ASSY,ACTUATOR,K300 F14B | NO | 2 | 38663.94 | ZSPR | 2020-10-19 |  | 1899
832 |  | C&I | M9481306106 |  | MOTOR,ACTUATOR,K300 G1/G2A,96RPM | NO | 8 | 154655.77 | ZSPR | 2020-10-19 |  | 1899
833 |  | C&I | M9481306108 |  | MOTOR,ACTUATOR,K 60A10E,24RPM | NO | 2 | 23415.97 | ZSPR | 2020-10-19 |  | 1899
834 |  | C&I | M9481306109 |  | MOTOR,ACTUATOR,K30GOA | NO | 9 | 105371.84 | ZSPR | 2020-10-19 | 2019-08-14 | 2331
835 |  | C&I | M9481306158 |  | O-RING&OIL SEAL KIT,772004,ACTUATOR | NO | 15 | 35594.95 | ZSPR | 2020-10-19 |  | 1899
836 |  | C&I | M9481306159 |  | FELT SEAL KIT,72005,ROTORK CONTROLS,K300 | NO | 25 | 9646.99 | ZSPR | 2020-10-19 |  | 1899
837 |  | C&I | M9481306160 |  | O-RING&OIL SEAL KIT,73002,K500 | NO | 2 | 5179.99 | ZSPR | 2020-10-19 |  | 1899
838 |  | C&I | M9481306168 |  | THRUST BASE ASSY,ROTORK CONTROLS | NO | 10 | 80369.88 | ZSPR | 2020-10-19 |  | 1899
839 |  | C&I | M9481306170 |  | DRIVE BUSH,ROTORK CONTROLS,K30 | NO | 15 | 10495.98 | ZSPR | 2020-10-19 |  | 1899
840 |  | C&I | M9481306189 |  | YOKE ASSY,ROTORK CONTROLS,ACTUATOR | NO | 3 | 11288.98 | ZSPR | 2020-10-19 |  | 1899
841 |  | C&I | M9481306191 |  | CENTER COLUMN,73041,ROTORK CONTROLS | NO | 2 | 17126.97 | ZSPR | 2020-10-19 |  | 1899
842 |  | C&I | M9481306196 |  | HAND WHEEL TOP,73021,ROTORK CONTROLS | NO | 2 | 9444.99 | ZSPR | 2020-10-19 |  | 1899
843 |  | C&I | M9481306257 |  | DRIVE BUSH,ROTORK CONTROLS,ACTUATOR,K30 | NO | 12 | 44022.93 | ZSPR | 2020-10-19 |  | 1899
844 |  | C&I | M9481306299 |  | MOTOR ASSY,ROTORK,ACTUATOR,K30F10E | NO | 2 | 22967.97 | ZSPR | 2020-10-19 |  | 1899
845 |  | C&I | M9481306336 |  | FELT SEAL KIT,73005,ROTORK CONTROLS | NO | 2 | 1029 | ZSPR | 2020-10-19 |  | 1899
846 |  | C&I | M9481306338 |  | GEAR CASE ASSY,73010,ROTORK,ACTUATOR | NO | 2 | 57179.91 | ZSPR | 2020-10-19 |  | 1899
847 |  | C&I | M9481306339 |  | GEAR CASE ASSY,72010(WT),ROTORK,ACTUATOR | NO | 12 | 274462.59 | ZSPR | 2020-10-19 |  | 1899
848 |  | C&I | M9481306341 |  | HAND AUTO ASSY,73012,ROTORK CONTROLS | NO | 2 | 5125.99 | ZSPR | 2020-10-19 |  | 1899
849 |  | C&I | M9481306343 |  | HAND AUTO ASSY,72012,ROTORK CONTROLS | NO | 16 | 31264.95 | ZSPR | 2020-10-19 |  | 1899
850 |  | C&I | M9481306380 |  | THRUST BASE ASSY,ROTORK,ACTUATOR,K500 | NO | 2 | 49542.93 | ZSPR | 2020-10-19 |  | 1899
851 |  | C&I | M9481306607 |  | HAND WHEEL RETAINER,ROTORK CONTROLS | NO | 2 | 706 | ZSPR | 2020-10-19 |  | 1899
852 |  | C&I | M9481306643 |  | OIL SEAL KIT,ROTORK CONTROLS,ACTUATOR | NO | 2 | 4072.99 | ZSPR | 2020-10-19 |  | 1899
853 |  | C&I | M9481306646 |  | WORM SHAFT, 20:1 | NO | 2 | 33011.95 | ZSPR | 2020-10-19 |  | 1899
854 |  | C&I | M9481306651 |  | O-RING KIT,ACTUATOR,K600 | ST | 2 | 1104 | ZSPR | 2020-10-19 |  | 1899
855 |  | C&I | M9481306670 |  | HAND WHEEL TOP,ACTUATOR,K300 | NO | 15 | 56639.92 | ZSPR | 2020-10-19 |  | 1899
856 |  | C&I | M9481306786 |  | GEAR CASE,ROTORK CONTROLS,ACTUATOR,K60 | NO | 10 | 171536.74 | ZSPR | 2020-10-19 |  | 1899
857 |  | C&I | M9481306808 |  | TERMINAL COVER,ROTORK CONTROLS,ACTUATOR | NO | 26 | 28041.96 | ZSPR | 2020-10-19 |  | 1899
858 |  | C&I | M9481330004 |  | ACTUATOR,ELE,LINEAR,230VAC,0.26MM/S | NO | 5 | 252885.62 | ZSPR | 2020-08-12 | 2020-08-14 | 1965
859 |  | C&I | M9485156012 |  | FOULING INDICATOR,VR2D.0/L24V,HYDAC | NO | 1 | 5229 | ZSPR | 2019-10-22 | 2020-12-22 | 1835
860 |  | C&I | M9488106078 |  | MAIN CONTROL UNIT,SCHRACK-SECONET | NO | 3 | 192014.48 | ZSPR | 2020-11-03 |  | 1884
861 |  | C&I | M9492056071 |  | UNION,STRAIGHT,BRASS,12X12MM | NO | 1 | 105.04 | ZSPR | 2019-02-23 | 2020-06-19 | 2021
862 |  | C&I | M9492556237 |  | CONNECTOR,MBSPXTUBE,SS,1/2INX8MM | NO | 18 | 67287.96 | ZSPR | 2018-12-14 | 2020-07-10 | 2000
863 |  | C&I | M9494300010 |  | CONTROL RELAY,3TC4417-0AM4,SIEMENS | NO | 2 | 134367 | ZSPR | 2020-09-16 |  | 1932
864 |  | C&I | M9494507445 |  | HVT PROBE | NO | 2 | 24064.96 | ZSPR | 2020-12-24 |  | 1833
865 |  | C&I | M9494806371 |  | LAMP,LED,AC INDICATING,GREEN,PTW522 | NO | 108 | 76846 | ZSPR | 2020-07-04 |  | 2006
866 |  | C&I | M9494806372 |  | LAMP,LED,AC INDICATING,RED,PTW5221 | NO | 288 | 204924 | ZSPR | 2020-07-04 |  | 2006
867 |  | C&I | M9494806374 |  | LAMP,LED,AC INDICATING,AMBER,PTW5221 | NO | 180 | 128077 | ZSPR | 2020-07-04 |  | 2006
868 |  | C&I | M9502356013N |  | ANALOG INPUT MODULE,2MLF-AD16A,HONEYWELL | NO | 2 | 111992 | ZSPR | 2020-04-22 |  | 2079 | Critical item
869 |  | C&I | M9504356008 |  | AO MODULE,2MLF-DC8A,HONEYWELL | NO | 1 | 91306 | ZSPR | 2020-07-13 |  | 1997 | Critical item
870 |  | C&I | M9504486001N |  | ANALOG OUTPUT MODULE,IOP320,ED69230I320A | NO | 8 | 329853.78 | ZSPR | 2018-08-14 | 2020-08-31 | 1948 | Critical item
871 |  | C&I | M9515356051 |  | SYNC CABLE,2MLC-F201,HONEYWELL | NO | 1 | 8549 | ZSPR | 2020-07-13 |  | 1997
872 |  | C&I | M9515486029 |  | RIBBON CABLE ASSY,D59450003300 | NO | 30 | 221415.68 | ZSPR | 2018-07-31 | 2020-09-17 | 1931 | Critical item
873 |  | C&I | M9516366010N |  | HMI INTERFACE MODULE,2MLL-EFMT,HONEYWELL | NO | 2 | 54406 | ZSPR | 2020-04-22 |  | 2079
874 |  | C&I | M9516366011 |  | COMM MODULE,2MLL-CH2A,HONEYWELL | NO | 1 | 59907 | ZSPR | 2020-07-13 |  | 1997
875 |  | C&I | M9516366013N |  | I/O INTERFACE MODULE,2MLR-DBDT,HONEYWELL | NO | 1 | 100853 | ZSPR | 2020-07-13 |  | 1997
876 |  | C&I | M9520366012N |  | DIGITAL INPUT MODULE,2MLI-D24A,HONEYWELL | NO | 2 | 40390 | ZSPR | 2020-04-22 |  | 2079 | Critical item
877 |  | C&I | M9523366011N |  | DIGITAL O/P MODULE,2MLQ-TR4B,HONEYWELL | NO | 2 | 38191 | ZSPR | 2020-04-22 |  | 2079 | Critical item
878 |  | C&I | M9523746129 |  | DIGITAL O/P MODULE, 6ES7326-2BF10-0AB0 | NO | 2 | 385291 | ZSPR | 2020-10-10 | 2020-07-13 | 1997 | Critical item
879 |  | C&I | M9541001027 |  | PROCESS BUS SWITCH,RS20-1600T1T1TDAEHH+ | NO | 6 | 577727.91 | ZSPR | 2020-07-07 |  | 2003
880 |  | C&I | M9541001028 |  | PROCESS BUS SWITCH,RS20-1600T1T1SDAEHH+ | NO | 6 | 518399.94 | ZSPR | 2020-07-07 |  | 2003
881 |  | C&I | M9551146079 |  | HARD DISK CONTROLLER,B560641,BARCO | C39 | 7 | 63720 | ZSPR | 2019-01-25 | 2020-02-12 | 2149
882 |  | C&I | M9551266011 |  | RS232/RS422 BD ASSY,DELTA,5600602340 | NO | 2 | 49609.96 | ZSPR | 2020-11-19 |  | 1868
883 |  | C&I | M9551266033 |  | MAIN POWER BOARD,4900265980,DELTA | NO | 2 | 153139.89 | ZSPR | 2020-11-19 |  | 1868
884 |  | C&I | M9551266034 |  | DC-DC BOARD ASSY,4900266080,DELTA | NO | 2 | 121081.91 | ZSPR | 2020-11-19 |  | 1868
885 |  | C&I | M9551266035 |  | CONTROL BOARD ASSY,5600602339,DELTA | NO | 2 | 235237.82 | ZSPR | 2020-11-19 |  | 1868
886 |  | C&I | M9551266036 |  | VIDEO BOARD ASSY,5600602195,DELTA | NO | 2 | 194251.85 | ZSPR | 2020-11-19 |  | 1868
887 |  | C&I | M9551266037 |  | DMD BOARD,5600602348,DELTA,DVS-6770R9IA | NO | 2 | 239572.82 | ZSPR | 2020-11-19 |  | 1868
888 |  | C&I | M9551266038 |  | IR BOARD ASSY,5600601172,DELTA | NO | 2 | 15091.99 | ZSPR | 2020-11-19 |  | 1868
889 |  | C&I | M9551266039 |  | INDICATOR BOARD,DVS-6770R9IA,DELTA | NO | 2 | 21584.98 | ZSPR | 2020-11-19 |  | 1868
890 |  | C&I | M9551266040 |  | CONNECTOR BOARD,DELTA,LVS,DVS-6770R9IA | NO | 2 | 21584.98 | ZSPR | 2020-11-19 |  | 1868
891 |  | C&I | M9551266041 |  | I2C BOARD,DELTA,LVS,DVS-6770R9IA | NO | 2 | 19424.99 | ZSPR | 2020-11-19 |  | 1868
892 |  | C&I | M9551266043 |  | IR BOARD ASSY,5600602342,DELTA | NO | 2 | 79857.94 | ZSPR | 2020-11-19 |  | 1868
893 |  | C&I | M9551266050 |  | SENSOR BOARD,5600601724,DELTA | NO | 2 | 75474.94 | ZSPR | 2020-11-19 |  | 1868
894 |  | C&I | M9551266051 |  | LED DRIVER BOARD MOD,0990700500,DELTA | NO | 2 | 140291.96 | ZSPR | 2020-11-19 |  | 1868
895 |  | C&I | M9557016034 |  | DATA INTERFACE,70936-4-0369227 | NO | 1 | 1062 | ZSPR | 2020-04-22 |  | 2079
896 |  | C&I | M9557276045 |  | O/P INTRPOS RLY BRD,NA20061,16CH | NO | 1 | 8054 | ZSPR | 2020-07-13 |  | 1997
897 |  | C&I | M9557276060 |  | GRAPHICAL I/F,IC754VSI12CTD,GE FANUC | NO | 1 | 92295 | ZSPR | 2020-04-22 |  | 2079
898 |  | C&I | M9559361011 |  | CPU BASE,2MLR-M02P,HONEYWELL | NO | 1 | 52118 | ZSPR | 2020-07-13 |  | 1997
899 |  | C&I | M9559361012 |  | EXPANSION RACK,2MLR-E12H,HONEYWELL | NO | 1 | 74627 | ZSPR | 2020-07-13 |  | 1997
900 |  | C&I | M9565056291 |  | BULK POWER SUPPLY,48VDC | NO | 1 | 27258 | ZOTS | 2020-07-13 |  | 1997
901 |  | C&I | M9565356012 |  | POWER SUPPLY UNIT,2MLR-AC23,HONEYWELL | NO | 1 | 32113 | ZSPR | 2020-07-13 |  | 1997
902 |  | C&I | M9565356013 |  | POWER SUPPLY MODULE,2MLR-DC42,HONEYWELL | NO | 1 | 35205 | ZSPR | 2020-07-13 |  | 1997
903 |  | C&I | M9567056005 |  | MICROLOGIX PLC,ML1400,ALLEN BRADLEY | SET | 1 | 43686 | ZSPR | 2020-01-22 | 2020-02-12 | 2149 | Critical item
904 |  | C&I | M9567356007N |  | CPU MODULE,2MLR-CPUH/T,HONEYWELL | NO | 1 | 262190 | ZSPR | 2020-07-13 |  | 1997 | Critical item
905 |  | C&I | M9567746076 |  | CONTROLLER CPU,SE8211161,PFS2202 | NO | 1 | 149269.8 | ZSPR | 2020-07-16 |  | 1994 | Critical item
906 |  | C&I | M9595001009 |  | ETHERNET CONVERTER,SAN TELEQUIP | NO | 1 | 15983 | ZSPR | 2020-07-13 |  | 1997
907 |  | C&I | M9598776001 |  | OPTICAL USB MOUSE,DELL,T610 | NO | 6 | 3592.44 | ZSPR | 2019-08-08 | 2020-04-30 | 2071
908 |  | C&I | M9804106019 |  | CURRENT TRANSDUCER,TA15,DB POWER | NO | 1 | 1652 | ZSPR | 2020-04-22 |  | 2079
909 |  | C&I | M9804106041 |  | IGBT,Q0195,DB POWER,SIMULATOR,660MW | NO | 1 | 118 | ZSPR | 2019-08-08 | 2020-12-08 | 1849
910 |  | C&I | M1010801001 |  | SODIUM NITRATE,NANO3,500ML | NO | 1 | 3861 | ZCGE | 2020-06-09 |  | 2031
911 |  | C&I | M1619206207 |  | SS TUBE 1/2" OD,WALL THK-0.049" | M | 380 | 125552 | ZOTH | 2017-12-18 | 2020-05-18 | 2053
912 |  | C&I | M5550280023 |  | CLOGGING INDICATOR,312918,V02 0.8 VZ.0 | NO | 1 | 71980 | ZSPR | 2020-10-30 |  | 1888
913 |  | C&I | M5550290051 |  | FILTER COMP ASSY,1284760,HYDAC | NO | 2 | 102660 | ZSPR | 2020-12-22 |  | 1835
914 |  | C&I | M5550290053 |  | FILTER ELEMENT,301413,HYDAC | NO | 10 | 69620 | ZSPR | 2020-09-30 |  | 1918
915 |  | C&I | M5550290054 |  | FILTER ELEMENT,301414,HYDAC | NO | 10 | 148267 | ZSPR | 2020-12-01 |  | 1856
916 | Non Moving Item | C&I | M3401526006 | Non Moving Item | 4WAY BALL VALVE,CSN-82-FWV-1-3,MELLCON | NO | 32 | 48996 | ZSPR | 2018-08-14 |  | 2696
917 | Non Moving Item | C&I | M5805300189 | Non Moving Item | EQUAL TEE 1/2 NPT (F) | NO | 6 | 8358 | ZSPR | 2018-12-24 |  | 2564
918 | Non Moving Item | C&I | M7197746018 | Non Moving Item | DRAIN PIPE,00447520,ELGI,COMPRESSOR | NO | 1 | 1390 | ZSPR | 2019-08-07 |  | 2338
919 | Non Moving Item | C&I | M9001020080 | Non Moving Item | RELAY,AUXILIARY,220VDC,MRL1,CSPC | NO | 1 | 0.01 | ZSPR | 2019-04-06 |  | 2461
920 | Non Moving Item | C&I | M9001050810 | Non Moving Item | RELAY,AUXILIARY,220VDC,FLUSH,AREVA | NO | 1 | 547.06 | ZSPR | 2019-04-05 |  | 2462
921 | Non Moving Item | C&I | M9001060068 | Non Moving Item | RELAY,AUXILIARY,SPECM 4 BF8D | NO | 1 | 0.01 | ZSPR | 2019-04-06 |  | 2461
922 | Non Moving Item | C&I | M9001100742 | Non Moving Item | RELAY,SYNC GUARD,VAA21YE8078E,AREVA | NO | 3 | 14061 | ZSPR | 2019-04-05 |  | 2462
923 | Non Moving Item | C&I | M9001132091 | Non Moving Item | RELAY,AUXILIARY,220VDC,CAA13YF8006B | NO | 4 | 4 | ZSPR | 2019-04-05 |  | 2462
924 | Non Moving Item | C&I | M9001152169 | Non Moving Item | RELAY,AUXILIARY,220VDC,CAF 21 YF 8001A | NO | 3 | 1372.8 | ZSPR | 2019-04-05 |  | 2462
925 | Non Moving Item | C&I | M9001152178 | Non Moving Item | RELAY,AUXILIARY,220VDC,CAF 21 YF 19A | NO | 3 | 3 | ZSPR | 2019-04-05 |  | 2462
926 | Non Moving Item | C&I | M9001176336 | Non Moving Item | RELAY,AUXILIARY,220VDC,CAF 31 ZG 19A | NO | 2 | 1361.52 | ZSPR | 2019-04-05 |  | 2462
927 | Non Moving Item | C&I | M9001201742 | Non Moving Item | RELAY,AUXILIARY,220VDC,VAA 11 YF 8023 E | NO | 15 | 41418.52 | ZSPR | 2019-04-05 |  | 2462
928 | Non Moving Item | C&I | M9001201751 | Non Moving Item | RELAY,AUXILIARY,220VDC,VAA 11 YF 8001 AE | NO | 5 | 11299.72 | ZSPR | 2019-04-05 |  | 2462
929 | Non Moving Item | C&I | M9001201812 | Non Moving Item | RELAY,AUXILIARY,220VDC,VAA 11 YF 8049 W | NO | 2 | 2 | ZSPR | 2019-04-05 |  | 2462
930 | Non Moving Item | C&I | M9001201821 | Non Moving Item | RELAY,AUXILIARY,220VDC,VAA 11 YF 8013 F | NO | 1 | 3159 | ZSPR | 2019-04-05 |  | 2462
931 | Non Moving Item | C&I | M9001201830 | Non Moving Item | RELAY,AUXILIARY,220VDC,VAA 11 YF 8040 E | NO | 1 | 3159 | ZSPR | 2019-04-05 |  | 2462
932 | Non Moving Item | C&I | M9001201849 | Non Moving Item | RELAY,AUXILIARY,220VDC,2NO+2NC,AREVA | NO | 15 | 40482.86 | ZSPR | 2019-04-06 |  | 2461
933 | Non Moving Item | C&I | M9001201858 | Non Moving Item | RELAY,AUXILIARY,220VDC,VAA 11 YF 73 B | NO | 3 | 0.01 | ZSPR | 2019-04-05 |  | 2462
934 | Non Moving Item | C&I | M9001201867 | Non Moving Item | RELAY,AUXILIARY,220VDC,VAA 11 YF 87 B | NO | 24 | 0.01 | ZSPR | 2019-04-06 |  | 2461
935 | Non Moving Item | C&I | M9001201876 | Non Moving Item | RELAY,AUXILIARY,220VDC,VAA 11 YF 8004 A | NO | 7 | 18408.48 | ZSPR | 2019-04-05 |  | 2462
936 | Non Moving Item | C&I | M9001201919 | Non Moving Item | RELAY,AUXILIARY,220VDC,VAA 11 YF 11 E | NO | 1 | 331.62 | ZSPR | 2019-04-05 |  | 2462
937 | Non Moving Item | C&I | M9001201928 | Non Moving Item | RELAY,AUXILIARY,220VDC,VAA 11 YF 32 F | NO | 17 | 0.01 | ZSPR | 2019-04-06 |  | 2461
938 | Non Moving Item | C&I | M9001201946 | Non Moving Item | RELAY,AUXILIARY,220VDC,VAA 11 YF 8008 F | NO | 6 | 2092.5 | ZSPR | 2019-04-05 |  | 2462
939 | Non Moving Item | C&I | M9001202037 | Non Moving Item | RELAY,AUXILIARY,220VDC,FLUSH,AREVA | NO | 3 | 821.16 | ZSPR | 2019-04-05 |  | 2462
940 | Non Moving Item | C&I | M9001202046 | Non Moving Item | RELAY,AUXILIARY,220VDC,FLUSH,AREVA | NO | 2 | 5753 | ZSPR | 2019-04-05 |  | 2462
941 | Non Moving Item | C&I | M9001202301 | Non Moving Item | RELAY,AUXILIARY,220VDC,VAA 11 YF 1021 E | NO | 4 | 909.01 | ZSPR | 2019-04-05 |  | 2462
942 | Non Moving Item | C&I | M9001204574 | Non Moving Item | RELAY,AUXILIARY,VAA11YF8402FCH | NO | 7 | 18732 | ZSPR | 2019-04-05 |  | 2462
943 | Non Moving Item | C&I | M9001206066 | Non Moving Item | RELAY,AUXILIARY,220VDC,FLUSH | NO | 15 | 65415.75 | ZSPR | 2019-04-05 |  | 2462
944 | Non Moving Item | C&I | M9001206075 | Non Moving Item | RELAY,AUXILIARY,220VDC,FLUSH | NO | 2 | 10585.5 | ZSPR | 2019-04-05 |  | 2462
945 | Non Moving Item | C&I | M9001206084 | Non Moving Item | RELAY,AUXILIARY,220VDC,FLUSH | NO | 5 | 18409.47 | ZSPR | 2019-04-05 |  | 2462
946 | Non Moving Item | C&I | M9001206109 | Non Moving Item | RELAY,AUXILIARY,220VDC,FLUSH,AREVA | NO | 2 | 837.64 | ZSPR | 2019-04-05 |  | 2462
947 | Non Moving Item | C&I | M9001206118 | Non Moving Item | RELAY,AUXILIARY,220VDC,FLUSH,AREVA | NO | 4 | 17444 | ZSPR | 2019-04-05 |  | 2462
948 | Non Moving Item | C&I | M9001206136 | Non Moving Item | RELAY,AUXILIARY,220VDC,FLUSH,AREVA | NO | 5 | 15418.33 | ZSPR | 2019-04-05 |  | 2462
949 | Non Moving Item | C&I | M9001206154 | Non Moving Item | RELAY,AUXILIARY,220VDC,FLUSH,AREVA | NO | 2 | 8722 | ZSPR | 2019-04-05 |  | 2462
950 | Non Moving Item | C&I | M9001210146 | Non Moving Item | RELAY,AUXILIARY,220VDC,VAJC11BF33A,AREVA | NO | 6 | 10714.49 | ZSPR | 2019-04-05 |  | 2462
951 | Non Moving Item | C&I | M9001210173 | Non Moving Item | RELAY,AUXILIARY,48VDC,VAJC11BF1065A | NO | 5 | 9237.8 | ZSPR | 2019-04-05 |  | 2462
952 | Non Moving Item | C&I | M9001210182 | Non Moving Item | RELAY,AUXILIARY,220VDC,VAJC11BF8301A | NO | 4 | 8922 | ZSPR | 2019-04-05 |  | 2462
953 | Non Moving Item | C&I | M9001210191 | Non Moving Item | RELAY,AUXILIARY,220VDC,VAJC11BF8105A | NO | 2 | 4462 | ZSPR | 2019-04-05 |  | 2462
954 | Non Moving Item | C&I | M9001300269 | Non Moving Item | RELAY,AUXILIARY,220VDC,FLUSH | NO | 14 | 23355.29 | ZSPR | 2019-04-05 |  | 2462
955 | Non Moving Item | C&I | M9001300366 | Non Moving Item | RELAY,AUXILIARY,220VDC,FLUSH,AREVA | NO | 12 | 10091.28 | ZSPR | 2019-04-05 |  | 2462
956 | Non Moving Item | C&I | M9001300542 | Non Moving Item | RELAY,AUXILIARY,220VDC,FLUSH,AREVA | NO | 10 | 9891.74 | ZSPR | 2019-04-06 |  | 2461
957 | Non Moving Item | C&I | M9001300560 | Non Moving Item | RELAY,AUXILIARY,220VDC,FLUSH,AREVA | NO | 5 | 4919.2 | ZSPR | 2019-04-05 |  | 2462
958 | Non Moving Item | C&I | M9001300579 | Non Moving Item | RELAY,AUXILIARY,220VDC,FLUSH,AREVA | NO | 2 | 1991.68 | ZSPR | 2019-04-05 |  | 2462
959 | Non Moving Item | C&I | M9001300588 | Non Moving Item | RELAY,AUXILIARY,220VDC,FLUSH,AREVA | NO | 7 | 6446.44 | ZSPR | 2019-04-05 |  | 2462
960 | Non Moving Item | C&I | M9001300825 | Non Moving Item | RELAY,AUXILIARY,220VDC,FLUSH,VAA21,AREVA | NO | 2 | 1169.5 | ZSPR | 2019-04-05 |  | 2462
961 | Non Moving Item | C&I | M9001300852 | Non Moving Item | RELAY,AUXILIARY,220VDC,FLUSH,VAA21,AREVA | NO | 1 | 1504.36 | ZSPR | 2019-04-05 |  | 2462
962 | Non Moving Item | C&I | M9001300889 | Non Moving Item | RELAY,AUXILIARY,220VDC,FLUSH,VAA21,AREVA | NO | 1 | 16298 | ZSPR | 2019-04-05 |  | 2462
963 | Non Moving Item | C&I | M9001302803 | Non Moving Item | RELAY,AUXILIARY,220VDC,FLUSH,VAA21,AREVA | NO | 10 | 10 | ZSPR | 2019-04-05 |  | 2462
964 | Non Moving Item | C&I | M9001303806 | Non Moving Item | RELAY,AUXILIARY,220VDC,VAA21YF8078E,EE | NO | 1 | 4276 | ZSPR | 2019-04-05 |  | 2462
965 | Non Moving Item | C&I | M9001306179 | Non Moving Item | RELAY,AUXILIARY,220VDC,FLUSH,AREVA | NO | 3 | 1112.88 | ZSPR | 2019-04-05 |  | 2462
966 | Non Moving Item | C&I | M9001306188 | Non Moving Item | RELAY,AUXILIARY,220VDC,FLUSH,AREVA | NO | 1 | 578.93 | ZSPR | 2019-04-05 |  | 2462
967 | Non Moving Item | C&I | M9001306221 | Non Moving Item | RELAY,AUXILIARY,220VDC,FLUSH,ALSTOM | NO | 28 | 0.01 | ZSPR | 2019-04-05 |  | 2462
968 | Non Moving Item | C&I | M9001306638 | Non Moving Item | RELAY,AUXILIARY,220VDC,FLUSH,AREVA | NO | 2 | 2561.1 | ZSPR | 2019-04-05 |  | 2462
969 | Non Moving Item | C&I | M9001333025 | Non Moving Item | RELAY,AUXILIARY,220VDC,VAA23YF8004F | NO | 3 | 5799.6 | ZSPR | 2019-04-05 |  | 2462
970 | Non Moving Item | C&I | M9001336006 | Non Moving Item | RELAY,AUXILIARY,220VDC,VAA23ZG19F,EE | NO | 2 | 8772.85 | ZSPR | 2019-04-05 |  | 2462
971 | Non Moving Item | C&I | M9001336237 | Non Moving Item | RELAY,AUXILIARY,220VDC,FLUSH,EE | NO | 3 | 12292.8 | ZSPR | 2019-04-05 |  | 2462
972 | Non Moving Item | C&I | M9001336246 | Non Moving Item | RELAY,AUXILIARY,220VDC,FLUSH | NO | 2 | 2 | ZSPR | 2019-04-05 |  | 2462
973 | Non Moving Item | C&I | M9001336316 | Non Moving Item | RELAY,AUX,220VDC,VAA23ZG8023E(M),EE | NO | 4 | 4 | ZSPR | 2019-04-05 |  | 2462
974 | Non Moving Item | C&I | M9205626208 | Non Moving Item | BATTERY,RECH,LEAD ACID,12V,130AH-10HR | NO | 2 | 17572 | ZSPR | 2019-03-15 |  | 2483
975 | Non Moving Item | C&I | M9244146019 | Non Moving Item | MIMIC PANEL PCB,8000015181,AEG,UPS | NO | 1 | 3146 | ZSPR | 2019-09-27 |  | 2287
976 | Non Moving Item | C&I | M9244196004 | Non Moving Item | INDICATING LAMP,UPS,60KVA | NO | 140 | 18877.8 | ZSPR | 2019-08-08 |  | 2337
977 | Non Moving Item | C&I | M9244196023 | Non Moving Item | BATTERY BRKR Q2,NKS200R/200A,60KVA UPS,D | NO | 1 | 4495 | ZSPR | 2019-08-08 |  | 2337
978 | Non Moving Item | C&I | M9244196026 | Non Moving Item | CONTROL CARD(PB7),UPS | NO | 1 | 14522 | ZSPR | 2019-08-08 |  | 2337
979 | Non Moving Item | C&I | M9244196043 | Non Moving Item | MAINS SYNC CARD(PB2,DB POWER,UPS | NO | 1 | 14522 | ZSPR | 2019-08-08 |  | 2337
980 | Non Moving Item | C&I | M9244196066 | Non Moving Item | FAN 6 INCH (E3) | NO | 2 | 7866 | ZSPR | 2019-08-08 |  | 2337
981 | Non Moving Item | C&I | M9244196117 | Non Moving Item | FREQUENCY METER TYPE 40-60 HZ | NO | 1 | 3146 | ZSPR | 2019-08-08 |  | 2337
982 | Non Moving Item | C&I | M9244196121 | Non Moving Item | MODULE RECTIFIER,DB POWER,UPS | NO | 9 | 1062 | ZSPR | 2019-08-07 |  | 2338
983 | Non Moving Item | C&I | M9244200014 | Non Moving Item | BATT CIRCUIT BREAKER,EMERSON,UPS | NO | 1 | 4495 | ZSPR | 2019-08-08 |  | 2337
984 | Non Moving Item | C&I | M9244206038 | Non Moving Item | SCVS CONTROLLER,HI-REL,UPS | NO | 1 | 14522 | ZSPR | 2019-08-08 |  | 2337
985 | Non Moving Item | C&I | M9244206065 | Non Moving Item | HRC FUSE,UPS,16A,F/ACDB | NO | 32 | 5324 | ZSPR | 2019-08-07 |  | 2338
986 | Non Moving Item | C&I | M9244206091 | Non Moving Item | VOLTMETER,UPS,0-300VAC,SIF96 | NO | 1 | 3146 | ZSPR | 2019-08-08 |  | 2337
987 | Non Moving Item | C&I | M9244206092 | Non Moving Item | AMMETER,UPS,0-500VAC,500/5A | NO | 1 | 3146 | ZSPR | 2019-08-08 |  | 2337
988 | Non Moving Item | C&I | M9244210109 | Non Moving Item | INPUT CHOKE,7120701720,UPS | NO | 1 | 118 | ZSPR | 2019-08-07 |  | 2338
989 | Non Moving Item | C&I | M9244210118 | Non Moving Item | IGBT MODULE,7080411211,UPS | NO | 3 | 354 | ZSPR | 2019-08-07 |  | 2338
990 | Non Moving Item | C&I | M9244266001 | Non Moving Item | AC CAPACITOR,23110162160000L,HIREL,UPS | NO | 9 | 531 | ZSPR | 2019-08-07 |  | 2338
991 | Non Moving Item | C&I | M9244276020 | Non Moving Item | MANUAL BYPASS SWITCH(UPS) | NO | 1 | 4495 | ZSPR | 2019-08-08 |  | 2337
992 | Non Moving Item | C&I | M9244276052 | Non Moving Item | CURRENT TRANSFORMER,UPS | NO | 2 | 236 | ZSPR | 2019-08-08 |  | 2337
993 | Non Moving Item | C&I | M9244276130 | Non Moving Item | RELAY UNIT RYU1 | NO | 1 | 94393 | ZSPR | 2019-08-08 |  | 2337
994 | Non Moving Item | C&I | M9244286023 | Non Moving Item | FAN,AXIAL,325CFM,NADI,W2S-130-AA-03-01 | NO | 2 | 7866 | ZSPR | 2019-08-08 |  | 2337
995 | Non Moving Item | C&I | M9244300005 | Non Moving Item | 14 GATE DRIVER CARD FOR UPS | NO | 1 | 14522 | ZSPR | 2019-08-08 |  | 2337
996 | Non Moving Item | C&I | M9244300037 | Non Moving Item | MCCB,HI-REL,UPS,15KVA,100A | NO | 1 | 4495 | ZSPR | 2019-08-08 |  | 2337
997 | Non Moving Item | C&I | M9244300056 | Non Moving Item | COOLING FAN,HIREL,UPS | NO | 2 | 7866 | ZSPR | 2019-08-08 |  | 2337
998 | Non Moving Item | C&I | M9244306011 | Non Moving Item | KEYPAD MIMIC CARD,4198140372ZZ,UPS | NO | 1 | 3146 | ZSPR | 2019-09-27 |  | 2287
999 | Non Moving Item | C&I | M9244306023 | Non Moving Item | COOLING FAN,UPS,4IN,230VAC,50HZ,F/AHS | NO | 2 | 7866 | ZSPR | 2019-08-08 |  | 2337
1000 | Non Moving Item | C&I | M9244306054 | Non Moving Item | PARALLEL CARD,4198150080ZZ,HIREL,UPS | NO | 1 | 14522 | ZSPR | 2019-08-08 |  | 2337
1001 | Non Moving Item | C&I | M9244481028 | Non Moving Item | DC CHOKE,L1,DB POWER,UPS | NO | 1 | 106 | ZSPR | 2019-08-07 |  | 2338
1002 | Non Moving Item | C&I | M9244481033 | Non Moving Item | BYPASS FUSE,F6,DB POWER,UPS | NO | 8 | 1331 | ZSPR | 2019-08-08 |  | 2337
1003 | Non Moving Item | C&I | M9244481034 | Non Moving Item | INPUT BREAKER,Q1,DB ELEC,UPS | NO | 2 | 8990 | ZSPR | 2019-08-08 |  | 2337
1004 | Non Moving Item | C&I | M9244481105 | Non Moving Item | IGBT,C0195,DB ELEC | NO | 3 | 354 | ZSPR | 2019-08-08 |  | 2337
1005 | Non Moving Item | C&I | M9244481108 | Non Moving Item | DC CAPACITOR,C5061,DB POWER,UPS | NO | 10 | 590 | ZSPR | 2019-08-07 |  | 2338
1006 | Non Moving Item | C&I | M9244481118 | Non Moving Item | RECTIFIER INPUT FUSE,F0161,DB POWER,UPS | NO | 24 | 3993 | ZSPR | 2019-08-08 |  | 2337
1007 | Non Moving Item | C&I | M9244746010 | Non Moving Item | FUSE,755503,SCI,UPS,500A,500VDC,55KVA | NO | 8 | 1331 | ZSPR | 2019-08-08 |  | 2337
1008 | Non Moving Item | C&I | M9244756073 | Non Moving Item | SLOWER HRC FUSE,SCI,UPS | NO | 208 | 34607 | ZSPR | 2019-08-07 |  | 2338
1009 | Non Moving Item | C&I | M9244826011 | Non Moving Item | I/P CIRCUIT BREAKER,28020506332,UPS | NO | 1 | 4495 | ZSPR | 2019-08-08 |  | 2337
1010 | Non Moving Item | C&I | M9244921001 | Non Moving Item | PSU&FEEDBACK CARD,41073056B02-GOL,HIREL | NO | 1 | 14522 | ZSPR | 2019-08-08 |  | 2337
1011 | Non Moving Item | C&I | M9244921002 | Non Moving Item | GATE DRIVE CARD,41072006C-GOL,HI-REL,UPS | NO | 1 | 14522 | ZSPR | 2019-08-08 |  | 2337
1012 | Non Moving Item | C&I | M9244921127 | Non Moving Item | SYST CONTROL CARD,41005046000C0ZZ,HI-REL | NO | 1 | 14522 | ZSPR | 2019-08-08 |  | 2337
1013 | Non Moving Item | C&I | M9244921128 | Non Moving Item | IGBT GATE DRIVER,100209120023,VERTIV | NO | 1 | 14522 | ZSPR | 2019-08-08 |  | 2337
1014 | Non Moving Item | C&I | M9244921134 | Non Moving Item | SNUBBER CARD,41065043000D0Z0,HI-REL,UPS | NO | 1 | 14522 | ZSPR | 2019-08-08 |  | 2337
1015 | Non Moving Item | C&I | M9244921150 | Non Moving Item | CHOPPER CARD,24DT0005100020L,HI-REL,UPS | NO | 1 | 14522 | ZSPR | 2019-08-08 |  | 2337
1016 | Non Moving Item | C&I | M9244921159 | Non Moving Item | RECT SNUBBER CARD,4198120006ZC,HIREL,UPS | NO | 2 | 29045 | ZSPR | 2019-08-08 |  | 2337
1017 | Non Moving Item | C&I | M9244921160 | Non Moving Item | PWR SPLY CARD-I4,4198170556ZZ,HI-REL,UPS | NO | 1 | 14522 | ZSPR | 2019-08-08 |  | 2337
1018 | Non Moving Item | C&I | M9248860250 | Non Moving Item | CONTROL CARD,UPL,BATTERY CHARGER | NO | 1 | 14522 | ZSPR | 2019-08-08 |  | 2337
1019 | Non Moving Item | C&I | M9253111126 | Non Moving Item | MCCB,48632990010,AMARA RAJA | NO | 1 | 4376.94 | ZSPR | 2019-08-08 |  | 2337
1020 | Non Moving Item | C&I | M9253116400 | Non Moving Item | VOLTAGE SENSING CARD,69-000325 | NO | 1 | 14522 | ZSPR | 2019-08-08 |  | 2337
1021 | Non Moving Item | C&I | M9253206220 | Non Moving Item | DC OUTPUT HRC FUSE,CA3583CNTHCSOOOO | NO | 8 | 1331 | ZSPR | 2019-08-08 |  | 2337
1022 | Non Moving Item | C&I | M9253250003 | Non Moving Item | SMART NODE,242100.200,ELTEK | NO | 2 | 3526.5 | ZSPR | 2018-12-24 |  | 2564
1023 | Non Moving Item | C&I | M9253440004 | Non Moving Item | CELL MODULE,SUIR0000002,ELTEK | NO | 24 | 48824 | ZSPR | 2018-12-24 |  | 2564
1024 | Non Moving Item | C&I | M9253440005N | Non Moving Item | I/O MODULE,RWAJSMPKIOM,ELTEK | NO | 2 | 3626.5 | ZSPR | 2018-12-24 |  | 2564
1025 | Non Moving Item | C&I | M9253472150 | Non Moving Item | MIMIC INCAP CARD,41173326A00000000G0L | NO | 1 | 14522 | ZSPR | 2019-08-08 |  | 2337
1026 | Non Moving Item | C&I | M9253472164 | Non Moving Item | SW DRIVER CARD,41093334B00000000G0L | NO | 1 | 14522 | ZSPR | 2019-08-08 |  | 2337
1027 | Non Moving Item | C&I | M9253472166 | Non Moving Item | INCAP SMPS,41003319E00000000G0L,HI-REL | NO | 1 | 14522 | ZSPR | 2019-08-08 |  | 2337
1028 | Non Moving Item | C&I | M9401213602 | Non Moving Item | AMMETER,0-800A,0.5%,96X96MM2 | NO | 1 | 3412 | ZSPR | 2019-10-01 |  | 2283
1029 | Non Moving Item | C&I | M9401223656 | Non Moving Item | AMMETER,1A,0-1250A,1%,96X96MM2 | NO | 2 | 2760 | ZSPR | 2019-03-16 |  | 2482
1030 | Non Moving Item | C&I | M9401233123 | Non Moving Item | AMMETER,0-20A,1.5%,96X96MM2,FLUSH | NO | 2 | 2760 | ZSPR | 2019-03-16 |  | 2482
1031 | Non Moving Item | C&I | M9401299204 | Non Moving Item | AMMETER,1A,0-75A,1.5%,96X96MM2,ANALOG | NO | 2 | 2760 | ZSPR | 2019-03-16 |  | 2482
1032 | Non Moving Item | C&I | M9401423997 | Non Moving Item | AMMETER,MOVING COIL,400A | NO | 1 | 100000 | ZSPR | 2018-08-09 |  | 2701
1033 | Non Moving Item | C&I | M9401523727 | Non Moving Item | AMMETER,0-3000A,1%,96X96MM2,DIGITAL,3PH | NO | 1 | 3057.95 | ZSPR | 2017-06-30 |  | 3106
1034 | Non Moving Item | C&I | M9406126005 | Non Moving Item | LIU12 PORT WALLMOUNT | NO | 2 | 151992 | ZSPR | 2018-09-06 |  | 2673
1035 | Non Moving Item | C&I | M9407103978 | Non Moving Item | TRANSDUCER,CRNT,0-1A,4-20MA(DUAL),240VDC | NO | 4 | 13725.12 | ZSPR | 2019-03-19 |  | 2479
1036 | Non Moving Item | C&I | M9407106001 | Non Moving Item | TRANSDUCER,CRNT,0-1A,4-20MA(DUAL) | NO | 17 | 52119.03 | ZSPR | 2019-03-19 |  | 2479
1037 | Non Moving Item | C&I | M9407118015 | Non Moving Item | TRANSDUCER,CRNT,0KA,30KA,4-20MA,220VDC | NO | 1 | 10000 | ZSPR | 2018-01-24 |  | 2898
1038 | Non Moving Item | C&I | M9407208013 | Non Moving Item | TRANSDUCER,VLT,0-110V,4-20MA,220VDC | NO | 1 | 10000 | ZSPR | 2018-01-24 |  | 2898
1039 | Non Moving Item | C&I | M9407311018 | Non Moving Item | TRANSDUCER,MW,0-900MW,30KA/5A,4-20MA | NO | 1 | 10000 | ZSPR | 2018-01-24 |  | 2898
1040 | Non Moving Item | C&I | M9407500870 | Non Moving Item | TRANSDUCER,FREQ,45-55HZ | NO | 1 | 10000 | ZSPR | 2018-08-06 |  | 2704
1041 | Non Moving Item | C&I | M9413040090 | Non Moving Item | AMMETER,0-10A,60A,94X94MM2 | NO | 1 | 19220.77 | ZSPR | 2019-02-21 |  | 2505
1042 | Non Moving Item | C&I | M9414186064 | Non Moving Item | INVERTER DRIVE MODULE: ATV 71HC11 N4;SND | NO | 1 | 249731 | ZSPR | 2019-07-24 |  | 2352
1043 | Non Moving Item | C&I | M9414186066 | Non Moving Item | DRIVE MODULE,ATV312HD15N4,SCHNEIDER | NO | 1 | 150462 | ZSPR | 2019-07-24 |  | 2352
1044 | Non Moving Item | C&I | M9414356004 | Non Moving Item | FUSE HRC,10A,BHEL | NO | 80 | 13310 | ZSPR | 2019-08-07 |  | 2338
1045 | Non Moving Item | C&I | M9414356005 | Non Moving Item | FUSE HRC,32A,BHEL | NO | 48 | 7986 | ZSPR | 2019-08-07 |  | 2338
1046 | Non Moving Item | C&I | M9414356006 | Non Moving Item | HRC FUSE,20A,BHEL | NO | 272 | 45494.24 | ZSPR | 2018-09-06 |  | 2673
1047 | Non Moving Item | C&I | M9414356007 | Non Moving Item | HRC FUSE,25A,BHEL | NO | 16 | 2662 | ZSPR | 2019-08-07 |  | 2338
1048 | Non Moving Item | C&I | M9414456013 | Non Moving Item | RELAY,CN9076801029,BHEL,RE301-02 | NO | 42 | 108925.62 | ZSPR | 2019-02-21 |  | 2505
1049 | Non Moving Item | C&I | M9414706010 | Non Moving Item | MINI UNIT,ATV71HD37N4,SCHNEIDER | NO | 1 | 56239 | ZSPR | 2019-08-08 |  | 2337
1050 | Non Moving Item | C&I | M9414706013 | Non Moving Item | MINI DRIVE,20AC5P0A0AYNANC0 | NO | 1 | 24900 | ZSPR | 2019-08-08 |  | 2337
1051 | Non Moving Item | C&I | M9414706026 | Non Moving Item | MODULE,ATV31HU30N4,SCHNEIDER,3KW | NO | 1 | 32265 | ZSPR | 2019-08-08 |  | 2337
1052 | Non Moving Item | C&I | M9414706062 | Non Moving Item | MODULE,131H7111,DANFOSS,VLT FC302-P37K | NO | 1 | 10974 | ZSPR | 2019-01-16 |  | 2541
1053 | Non Moving Item | C&I | M9414996076 | Non Moving Item | HRC FUSE,VFD,80A,500VAC/600VDC | NO | 96 | 15972 | ZSPR | 2019-08-07 |  | 2338
1054 | Non Moving Item | C&I | M9415108064 | Non Moving Item | TRANSDUCER,CRNT,0A,1A,4-20MA | NO | 10 | 36301.83 | ZSPR | 2018-06-18 | 2019-02-15 | 2511
1055 | Non Moving Item | C&I | M9415156151 | Non Moving Item | TRANSDUCER,VLT,0-110VAC,4-20MA | NO | 13 | 55595 | ZSPR | 2018-01-24 |  | 2898
1056 | Non Moving Item | C&I | M9415158120 | Non Moving Item | TRANSDUCER,VLT,0-150VAC,4-20MA,230VAC | NO | 2 | 6015 | ZSPR | 2019-03-19 |  | 2479
1057 | Non Moving Item | C&I | M9415158467 | Non Moving Item | TRANSDUCER,VLT,0-300VAC,4-20MA,230VAC | NO | 1 | 3007.5 | ZSPR | 2019-03-19 |  | 2479
1058 | Non Moving Item | C&I | M9415508026 | Non Moving Item | TRANSDUCER,CRNT,4-20MA,110VAC,±10% | NO | 1 | 10000 | ZSPR | 2018-01-24 |  | 2898
1059 | Non Moving Item | C&I | M9415990100 | Non Moving Item | GAUGE,TEMP,CAPILLARY,100MM,1/2IN NPT-M | NO | 4 | 82460.88 | ZSPR | 2019-01-22 |  | 2535
1060 | Non Moving Item | C&I | M9416131726 | Non Moving Item | XMTR,PRES,DIFF,0-63KPA | NO | 6 | 108000 | ZSPR | 2018-08-09 | 2019-07-30 | 2346
1061 | Non Moving Item | C&I | M9416264729 | Non Moving Item | XMTR,PRES,DIFF,0-25KG/CM2,EMERSON | NO | 2 | 48658.08 | ZSPR | 2019-03-07 |  | 2491
1062 | Non Moving Item | C&I | M9416280026 | Non Moving Item | XMTR,PRES,DIFF,1/4NPT,-1-30KG/CM2 YOKOGA | NO | 3 | 72987.12 | ZSPR | 2019-03-07 |  | 2491
1063 | Non Moving Item | C&I | M9416311722 | Non Moving Item | XMTR,PRES,0-7MPA,F/FUEL OIL,W/EX PROOF | NO | 1 | 11039 | ZSPR | 2018-12-22 |  | 2566
1064 | Non Moving Item | C&I | M9416340027 | Non Moving Item | XMTR,PRES,-1 TO +140 KG/CM2, YOKOGAWA | NO | 3 | 105101.08 | ZSPR | 2019-03-07 |  | 2491
1065 | Non Moving Item | C&I | M9416764025 | Non Moving Item | XMTR,PRESS,DIFF,1/2IN NPT,0-3000MMWC | NO | 2 | 167565 | ZSPR | 2019-10-01 |  | 2283
1066 | Non Moving Item | C&I | M9417153024 | Non Moving Item | XMTR,PRES,DIFF,24VDC,0-2KG/CM2 | NO | 3 | 1239 | ZSPR | 2018-11-29 |  | 2589
1067 | Non Moving Item | C&I | M9417153228 | Non Moving Item | XMTR,PRES,DIFF,24VDC,0-2KG/CM2 | NO | 1 | 295 | ZSPR | 2018-11-29 |  | 2589
1068 | Non Moving Item | C&I | M9417158029 | Non Moving Item | XMTR,PRES,DIFF,24VDC,0-2KG/CM2 | NO | 1 | 413 | ZSPR | 2018-11-29 |  | 2589
1069 | Non Moving Item | C&I | M9417188026 | Non Moving Item | XMTR,PRES,24VDC,0-4KG/CM2,SIEMENS | NO | 2 | 590 | ZSPR | 2018-11-29 |  | 2589
1070 | Non Moving Item | C&I | M9417193020 | Non Moving Item | XMTR,PRES,DIFF,24VDC,-6-6KG/CM2 | NO | 3 | 54000 | ZSPR | 2018-08-09 |  | 2701 | Critical item
1071 | Non Moving Item | C&I | M9417367029 | Non Moving Item | XMTR,PRES,GAUGE,0-35KG/CM2,PIEZORESISTIV | NO | 2 | 51920 | ZSPR | 2019-05-13 |  | 2424
1072 | Non Moving Item | C&I | M9417871423 | Non Moving Item | XMTR,PRES,24VDC,0-6BAR | NO | 1 | 5761.11 | ZSPR | 2019-03-28 |  | 2470
1073 | Non Moving Item | C&I | M9417921726 | Non Moving Item | XMTR,PRES,24VDC,0-250BAR | NO | 1 | 19626 | ZSPR | 2019-03-28 |  | 2470
1074 | Non Moving Item | C&I | M9418006204 | Non Moving Item | XMTR,PRES,MP BASED,0-2.5KG/CM2 | NO | 1 | 52170 | ZSPR | 2019-01-21 |  | 2536
1075 | Non Moving Item | C&I | M9418256340 | Non Moving Item | MCU PROCESSOR,SICK | NO | 1 | 7240.3 | ZSPR | 2018-12-24 |  | 2564
1076 | Non Moving Item | C&I | M9418406369N | Non Moving Item | LEVEL SWITCH,1089065957 | NO | 1 | 5507 | ZSPR | 2019-05-13 |  | 2424
1077 | Non Moving Item | C&I | M9418566172 | Non Moving Item | XMTR,PRES,1/4IN NPT-F,0-250KG/CM2 | NO | 1 | 24329.04 | ZSPR | 2019-03-07 |  | 2491
1078 | Non Moving Item | C&I | M9418566177 | Non Moving Item | XMTR,PRES,0-10KG/CM2,ROSEMOUNT | NO | 3 | 72987.12 | ZSPR | 2019-03-12 |  | 2486
1079 | Non Moving Item | C&I | M9418930789 | Non Moving Item | XMTR,TEMP,SMART,4-20MA,0-150DEG.C,24VDC | NO | 22 | 136726.92 | ZSPR | 2019-03-07 | 2019-10-21 | 2263
1080 | Non Moving Item | C&I | M9419026077 | Non Moving Item | BLADDER ACCUMULATOR: SB330-50A1/116-330A | NO | 3 | 1231920 | ZSPR | 2019-10-22 |  | 2262
1081 | Non Moving Item | C&I | M9419256042 | Non Moving Item | SOL.VALVE: P4WRE 06 Z04 D01-24PG E1/V | NO | 1 | 103132 | ZSPR | 2020-01-11 | 2020-01-31 | 2161 | Critical item
1082 | Non Moving Item | C&I | M9419756005 | Non Moving Item | PR.RELIEF VALVE-SAF20M16T210A FOR S13;HY | NO | 2 | 33512 | ZSPR | 2019-10-22 |  | 2262
1083 | Non Moving Item | C&I | M9420146014 | Non Moving Item | COMMUNICATION MODULE,SHINKAWA,VM-742 | NO | 1 | 137298.5 | ZSPR | 2019-03-12 | 2019-09-04 | 2310
1084 | Non Moving Item | C&I | M9420156048 | Non Moving Item | TRANSDUCER,POSITION FEEDBACK,BALLUFF | NO | 2 | 107021 | ZSPR | 2020-01-31 |  | 2161 | Critical item
1085 | Non Moving Item | C&I | M9420156049 | Non Moving Item | MAGNET,BTL5-P-3800-2 | NO | 2 | 5655.2 | ZSPR | 2020-01-31 |  | 2161
1086 | Non Moving Item | C&I | M9420216173 | Non Moving Item | INPUT/OUTPUT CARD,MEGGITT | NO | 2 | 738205.48 | ZSPR | 2019-10-19 |  | 2265 | Critical item
1087 | Non Moving Item | C&I | M9420216174 | Non Moving Item | INPUT/OUTPUT CARD,MEGGITT | NO | 3 | 668704.11 | ZSPR | 2018-09-08 | 2020-01-07 | 2185 | Critical item
1088 | Non Moving Item | C&I | M9420216175 | Non Moving Item | RELAY LOGIC CARD,MEGGITT,200-570-000-111 | NO | 2 | 738205.48 | ZSPR | 2019-10-19 |  | 2265 | Critical item
1089 | Non Moving Item | C&I | M9420226090 | Non Moving Item | EXTENSION CABLE,VW-202AA-8/EX2,SHINKAWA | NO | 5 | 72275 | ZSPR | 2018-12-22 |  | 2566
1090 | Non Moving Item | C&I | M9420296007 | Non Moving Item | SENSOR CASING EXPN,SHINKAWA,LS-050TM | NO | 1 | 101436.5 | ZSPR | 2019-03-12 | 2019-09-04 | 2310
1091 | Non Moving Item | C&I | M9420666007N | Non Moving Item | ZERO SPEED SWITCH,SHINKAWA | NO | 1 | 101436.5 | ZSPR | 2019-03-12 | 2019-09-04 | 2310
1092 | Non Moving Item | C&I | M9420716013 | Non Moving Item | SPEED PROBE,BRAUN,A-5S-01E | NO | 2 | 202873 | ZSPR | 2019-03-12 |  | 2486
1093 | Non Moving Item | C&I | M9421001001 | Non Moving Item | XMTR,PRES,DIFF,24VDC,(-1)-(+6)BAR | NO | 1 | 24331.08 | ZSPR | 2019-03-12 |  | 2486
1094 | Non Moving Item | C&I | M9421112105 | Non Moving Item | XMTR,PRES,DIFF,24VDC,300-30000MBAR | NO | 1 | 24329.04 | ZSPR | 2019-03-07 |  | 2491
1095 | Non Moving Item | C&I | M9422406005 | Non Moving Item | UNIVERSAL INPUT CARD,46187150-001 | NO | 4 | 16384 | ZSPR | 2019-08-07 |  | 2338
1096 | Non Moving Item | C&I | M9428206030 | Non Moving Item | HOST COMM CARD,VM-742B-2,SHINKAWA | NO | 1 | 10952 | ZSPR | 2018-12-22 | 2019-09-06 | 2308
1097 | Non Moving Item | C&I | M9428209018 | Non Moving Item | INPUT/OUTPUT CARD,MEGGITT | NO | 2 | 738205.48 | ZSPR | 2019-10-19 |  | 2265 | Critical item
1098 | Non Moving Item | C&I | M9428316040 | Non Moving Item | TERMINAL BASE,1440-TB-H,ROCKWELL | NO | 1 | 12470.79 | ZSPR | 2019-03-19 |  | 2479
1099 | Non Moving Item | C&I | M9428506085 | Non Moving Item | VIBRATION SENSOR,VL202A08R1092,SHINKAWA | NO | 2 | 43664.12 | ZSPR | 2018-12-22 | 2019-02-13 | 2513
1100 | Non Moving Item | C&I | M9430011192 | Non Moving Item | GAUGE,DP,BOURDON,150MM,1/2IN NPT | NO | 1 | 68883 | ZSPR | 2019-11-13 |  | 2240
1101 | Non Moving Item | C&I | M9430061197 | Non Moving Item | GAUGE,PRES,BOURDON,150MM,0-100MMWC | NO | 1 | 68883 | ZSPR | 2019-11-13 |  | 2240
1102 | Non Moving Item | C&I | M9430191191 | Non Moving Item | GAUGE,DP,BOURDON,150MM,1/2IN NPT | NO | 1 | 70949.49 | ZSPR | 2019-02-27 |  | 2499
1103 | Non Moving Item | C&I | M9430361198 | Non Moving Item | GAUGE,PRES,BOURDON,150MM,(-1)-(+1)KG/CM2 | NO | 2 | 94599.32 | ZSPR | 2019-02-27 |  | 2499
1104 | Non Moving Item | C&I | M9430470137 | Non Moving Item | GAUGE,PRES,40MM,DIRECT,0-4KSC | NO | 4 | 14721.74 | ZSPR | 2019-04-30 |  | 2437
1105 | Non Moving Item | C&I | M9430471264 | Non Moving Item | GAUGE,PRES,100MM,BOTTOM ENTRY,1/2IN BSPM | NO | 1 | 497.83 | ZSPR | 2019-03-19 |  | 2479
1106 | Non Moving Item | C&I | M9430500052 | Non Moving Item | GAUGE,PRES,40MM,DIRECT SURFACE,1/8IN NPT | NO | 4 | 979.02 | ZSPR | 2019-03-19 |  | 2479
1107 | Non Moving Item | C&I | M9430500131 | Non Moving Item | GAUGE,PRES,40/50/63MM,BOURDON TUBE | NO | 8 | 104688 | ZSPR | 2019-02-08 |  | 2518
1108 | Non Moving Item | C&I | M9430520050 | Non Moving Item | GAUGE,PRES,BOURDON,40MM,0-10KG/CM2 | NO | 6 | 15000 | ZSPR | 2019-03-16 |  | 2482
1109 | Non Moving Item | C&I | M9430520148 | Non Moving Item | GAUGE,PRES,0-10KG | NO | 15 | 1333525 | ZSPR | 2019-02-27 |  | 2499
1110 | Non Moving Item | C&I | M9430521345 | Non Moving Item | GAUGE,PRES,100MM,BOTTOM ENTRY,3/8IN NPT | NO | 2 | 9346 | ZSPR | 2018-12-14 |  | 2574
1111 | Non Moving Item | C&I | M9430522816 | Non Moving Item | GAUGE,PRES,BOURDON TUBE,GLYCERINE | NO | 1 | 3738 | ZSPR | 2018-12-14 |  | 2574
1112 | Non Moving Item | C&I | M9430560940 | Non Moving Item | GAUGE,PRES,150MM,0-100KG/SQCM | NO | 1 | 2522 | ZSPR | 2019-04-30 |  | 2437
1113 | Non Moving Item | C&I | M9430561192 | Non Moving Item | GAUGE,PRES,BOURDON,150MM,0-25KG/CM2 | NO | 3 | 70949.49 | ZSPR | 2019-02-27 |  | 2499
1114 | Non Moving Item | C&I | M9430581190 | Non Moving Item | C&I PG0-40 KG/CM2BRD 1/2" NPTBOT150MM | NO | 2 | 45964 | ZSPR | 2019-02-27 |  | 2499
1115 | Non Moving Item | C&I | M9430611662 | Non Moving Item | GAUGE,PRES,150MM,BOTTOM ENTRY,1/2IN NPT | NO | 1 | 2586.11 | ZSPR | 2019-04-30 |  | 2437
1116 | Non Moving Item | C&I | M9430650151N | Non Moving Item | GAUGE,PRES,150MM,BOURDON TUBE,1/4IN NPT | NO | 2 | 33132 | ZSPR | 2019-07-11 |  | 2365
1117 | Non Moving Item | C&I | M9430691196 | Non Moving Item | GAUGE,PRES,BOURDON,150MM,0-300KG/CM2 | NO | 1 | 275532 | ZSPR | 2019-02-27 |  | 2499
1118 | Non Moving Item | C&I | M9430692551 | Non Moving Item | GAUGE,PRES,50MM,BOTTOM ENTRY | NO | 1 | 2522 | ZSPR | 2019-04-30 |  | 2437
1119 | Non Moving Item | C&I | M9430820219 | Non Moving Item | GAUGE,PRES,63MM,BOURDON TUBE | NO | 4 | 14953 | ZSPR | 2018-12-14 |  | 2574
1120 | Non Moving Item | C&I | M9432254258 | Non Moving Item | GAUGE,TEMP,MERCURY,6IN,3/4IN BSP-M,SS316 | NO | 1 | 984.3 | ZSPR | 2019-03-19 |  | 2479
1121 | Non Moving Item | C&I | M9432454906 | Non Moving Item | GAUGE,TEMP,CAPILLARY,150MM,3/4IN BSP-M | NO | 1 | 9381 | ZSPR | 2018-12-14 |  | 2574
1122 | Non Moving Item | C&I | M9432523912 | Non Moving Item | GAUGE,TEMP,GAS FILLED,150MM,1/2IN NPT | NO | 2 | 47200 | ZSPR | 2019-05-13 |  | 2424
1123 | Non Moving Item | C&I | M9433208258 | Non Moving Item | VALVE,SOL,DIRECT ACTING,ASCO,SINGLE | NO | 6 | 209576.99 | ZSPR | 2018-11-17 | 2019-01-25 | 2532
1124 | Non Moving Item | C&I | M9433246027 | Non Moving Item | VALVE,SOL,PILOT OPER,SINGLE,2-WAY,ROTEX | NO | 10 | 60639.11 | ZSPR | 2019-03-19 |  | 2479
1125 | Non Moving Item | C&I | M9433807026 | Non Moving Item | VALVE,SOL,120VAC,HONEYWELL,VDC YAMA | NO | 2 | 4576.75 | ZSPR | 2019-04-06 |  | 2461
1126 | Non Moving Item | C&I | M9433970089 | Non Moving Item | VALVE,SOL,PILOT OPER,SINGLE,2-WAY,240VAC | NO | 4 | 10890.86 | ZSPR | 2019-03-19 |  | 2479
1127 | Non Moving Item | C&I | M9434006135 | Non Moving Item | VALVE,SOL,DIRECT OPERATING,2/2WAY,NC | NO | 2 | 14955 | ZSPR | 2018-12-14 |  | 2574
1128 | Non Moving Item | C&I | M9434006157 | Non Moving Item | VALVE,SOL,24VDC,30309-7-2R-B2 + II-+ | NO | 2 | 13086 | ZSPR | 2019-04-30 |  | 2437
1129 | Non Moving Item | C&I | M9434006318 | Non Moving Item | VALVE,SOL,3WAY,240VAC,1/4INNPT,ASCO | NO | 1 | 54908 | ZSPR | 2018-12-24 |  | 2564
1130 | Non Moving Item | C&I | M9434006438 | Non Moving Item | DOUBLE COIL,SOLENOID VALVE | NO | 2 | 18696 | ZSPR | 2018-12-14 |  | 2574
1131 | Non Moving Item | C&I | M9434006441 | Non Moving Item | VALVE,SOL,SINGLE,NO,240VAC,BRS,1/4IN NPT | NO | 2 | 14955 | ZSPR | 2018-12-14 |  | 2574
1132 | Non Moving Item | C&I | M9434006585 | Non Moving Item | VALVE,SOL,POPPET,350V,HYDAC | NO | 4 | 38704 | ZSPR | 2019-10-22 |  | 2262
1133 | Non Moving Item | C&I | M9434150068 | Non Moving Item | VALVE,SOL,DIRECT ACTING,SINGLE,3WAY | NO | 2 | 77383.32 | ZSPR | 2019-03-07 |  | 2491
1134 | Non Moving Item | C&I | M9434159385 | Non Moving Item | COIL,ROTEX,SOLENOID VALVE,30301-2.5-2RB2 | NO | 7 | 5191.2 | ZSPR | 2019-03-19 |  | 2479
1135 | Non Moving Item | C&I | M9434206002 | Non Moving Item | DIAPHRAGM SET,SOLENOID VALVE,VEP 112D | NO | 4 | 183580.79 | ZSPR | 2019-03-12 |  | 2486
1136 | Non Moving Item | C&I | M9434506020 | Non Moving Item | SEAL KIT,ROTEX,SOLENOID VALVE | NO | 16 | 32277.8 | ZSPR | 2019-03-19 |  | 2479
1137 | Non Moving Item | C&I | M9434506021 | Non Moving Item | COMPLETE SEAL KIT,A302-730MO,ASCO | SET | 7 | 108062.69 | ZSPR | 2019-03-19 |  | 2479
1138 | Non Moving Item | C&I | M9434506022 | Non Moving Item | SEAL KIT,ROTEX,SOLENOID VALVE | NO | 7 | 2594.9 | ZSPR | 2019-03-19 |  | 2479
1139 | Non Moving Item | C&I | M9434506098 | Non Moving Item | SEAL KIT,ROTEX,SOLENOID VALVE | SET | 2 | 7476 | ZSPR | 2018-12-14 |  | 2574
1140 | Non Moving Item | C&I | M9434506143 | Non Moving Item | SEAL KIT,ROTEX,SOLENOID VALVE | NO | 2 | 7476 | ZSPR | 2018-12-14 |  | 2574
1141 | Non Moving Item | C&I | M9434507998 | Non Moving Item | SEAL KIT,ROTEX,SOLENOID VALVE | SET | 21 | 21776.46 | ZSPR | 2019-03-19 |  | 2479
1142 | Non Moving Item | C&I | M9435000034N | Non Moving Item | LIMIT SWITCH DPDT,AUMA,VALVE,AIL-22-059C | NO | 1 | 277582 | ZSPR | 2019-03-13 |  | 2485
1143 | Non Moving Item | C&I | M9435030271 | Non Moving Item | SWITCH,PRES,2-18PSIG,60PSIG,A1388,ASCO | NO | 5 | 94698 | ZSPR | 2019-04-06 |  | 2461
1144 | Non Moving Item | C&I | M9435050367 | Non Moving Item | SWITCH,PRES,0.4-4KG/CM2,1/2IN NPT,IP66 | NO | 1 | 6889.42 | ZSPR | 2018-03-31 | 2019-06-13 | 2393
1145 | Non Moving Item | C&I | M9435050390 | Non Moving Item | SWITCH,PRES,0-6KG/SQ.CM,1/2IN FNPT,SS316 | NO | 1 | 14955 | ZSPR | 2018-12-14 |  | 2574
1146 | Non Moving Item | C&I | M9435060214 | Non Moving Item | SWITCH,PRES,0-1KG/CM2,1/2IN BSP,SPDT | NO | 14 | 44548.54 | ZSPR | 2019-04-04 |  | 2463
1147 | Non Moving Item | C&I | M9435060357 | Non Moving Item | SWITCH,PRES,0-4KG/SQ.CM,1/2IN BSP,SPDT | NO | 1 | 14955 | ZSPR | 2018-12-14 |  | 2574
1148 | Non Moving Item | C&I | M9435060393 | Non Moving Item | SWITCH,PRES,BELLOW/DIAPHRAGM,0.6-6KG/CM2 | NO | 1 | 2668.75 | ZSPR | 2019-04-04 |  | 2463
1149 | Non Moving Item | C&I | M9435062274 | Non Moving Item | SWITCH,PRES,DIAPHRAGM,0-500MMWC,IP65 | NO | 1 | 13202.74 | ZSPR | 2019-04-04 |  | 2463
1150 | Non Moving Item | C&I | M9436126043 | Non Moving Item | O-RING,VACC REG,CHLORINATION SYS,VR500C3 | SET | 4 | 172688 | ZSPR | 2019-11-13 |  | 2240
1151 | Non Moving Item | C&I | M9436216013 | Non Moving Item | O-RING,OV-11-010,F/FLOW METER-4800 | NO | 2 | 5646 | ZSPR | 2018-12-24 |  | 2564
1152 | Non Moving Item | C&I | M9438096008 | Non Moving Item | AIR FLOW METER,9916008,LAND COMBUSTION | NO | 1 | 19199 | ZSPR | 2018-12-26 |  | 2562
1153 | Non Moving Item | C&I | M9438096009 | Non Moving Item | FILTER ELEMENT LIGHT SOURCE ETC(100%) | NO | 16 | 35331 | ZSPR | 2019-09-27 |  | 2287
1154 | Non Moving Item | C&I | M9438116009 | Non Moving Item | O-RING,4827,THERMO FISHER,ANALYZER,410I | NO | 2 | 5706 | ZSPR | 2018-12-24 |  | 2564
1155 | Non Moving Item | C&I | M9438120017 | Non Moving Item | PROCESSOR BOARD,101491-21,THERMO FISHER | NO | 1 | 85523 | ZSPR | 2019-08-07 |  | 2338
1156 | Non Moving Item | C&I | M9438120018 | Non Moving Item | INTERFACE BOARD,102599-00,THERMO FISHER | NO | 1 | 85523 | ZSPR | 2019-08-07 |  | 2338
1157 | Non Moving Item | C&I | M9438120019 | Non Moving Item | POWER SUPPLY PCB,102841-00,THERMO FISHER | NO | 1 | 85523 | ZSPR | 2019-08-07 |  | 2338
1158 | Non Moving Item | C&I | M9438120020 | Non Moving Item | O-RING,101694-05,THERMO FISHER,ANALYZER | NO | 2 | 26727 | ZSPR | 2019-08-07 |  | 2338
1159 | Non Moving Item | C&I | M9438120021 | Non Moving Item | FILTER,101074-00,THERMO FISHER,ANALYZER | NO | 2 | 8883 | ZSPR | 2019-08-07 |  | 2338
1160 | Non Moving Item | C&I | M9438120022 | Non Moving Item | MERCURY ANALYZER,UT-3000 | NO | 2 | 270496 | ZSPR | 2019-08-08 |  | 2337
1161 | Non Moving Item | C&I | M9438120023 | Non Moving Item | MICROPROCESSOR BRD,203-63,MERCURY INST | NO | 1 | 47200 | ZSPR | 2019-08-08 |  | 2337
1162 | Non Moving Item | C&I | M9438120024 | Non Moving Item | INTERFACE BOARD,MERCURY INSTRUMENTS | NO | 1 | 35400 | ZSPR | 2019-08-08 |  | 2337
1163 | Non Moving Item | C&I | M9438120025 | Non Moving Item | POWER SUPPLY BOARD,810-53 | NO | 1 | 35400 | ZSPR | 2019-08-08 |  | 2337
1164 | Non Moving Item | C&I | M9438120026 | Non Moving Item | GASKET OR O-RING SET,810-13,MERCURY INST | SET | 2 | 62929 | ZSPR | 2019-08-08 |  | 2337
1165 | Non Moving Item | C&I | M9438120027 | Non Moving Item | AIR FLOW METER,MERCURY INSTRUMENTS | NO | 1 | 62929 | ZSPR | 2019-08-08 |  | 2337
1166 | Non Moving Item | C&I | M9438120028 | Non Moving Item | INLINE FILTER,101-21,MERCURY INSTRUMENTS | NO | 1 | 17700 | ZSPR | 2019-08-08 |  | 2337
1167 | Non Moving Item | C&I | M9438120029 | Non Moving Item | SAMPLE FILTER,830-01,MERCURY | NO | 1 | 17700 | ZSPR | 2019-08-08 |  | 2337
1168 | Non Moving Item | C&I | M9438120030 | Non Moving Item | CARBON FILTER,201-04,MERCURY | NO | 1 | 17700 | ZSPR | 2019-08-08 |  | 2337
1169 | Non Moving Item | C&I | M9438120031 | Non Moving Item | UV LAMP BULB,203-61,BHEL | NO | 3 | 21629 | ZSPR | 2019-08-08 |  | 2337
1170 | Non Moving Item | C&I | M9438120032 | Non Moving Item | SEPTA,810-12,MERCURY INSTRUMENTS | NO | 1 | 59000 | ZSPR | 2019-08-08 |  | 2337
1171 | Non Moving Item | C&I | M9438226017 | Non Moving Item | FLOW METER,9916008,ABB,ANALYZER,7-70LPH | NO | 2 | 6424.75 | ZSPR | 2019-04-04 |  | 2463
1172 | Non Moving Item | C&I | M9438246006 | Non Moving Item | FILTER ELEMENT,000972,H2 ANALYZER | NO | 4 | 1744 | ZSPR | 2018-06-28 |  | 2743 | Critical item
1173 | Non Moving Item | C&I | M9438306073 | Non Moving Item | NO2-NO CONVERTER ASSY,1000021,AICPL | NO | 1 | 62741 | ZSPR | 2018-12-24 |  | 2564
1174 | Non Moving Item | C&I | M9438326001 | Non Moving Item | O-RING,4800,THERMO FISHER,ANALYZER | NO | 7 | 26323.8 | ZSPR | 2018-12-24 |  | 2564
1175 | Non Moving Item | C&I | M9438326002 | Non Moving Item | O-RING,9212,THERMO FISHER,ANALYZER | NO | 5 | 17234.57 | ZSPR | 2018-12-24 |  | 2564
1176 | Non Moving Item | C&I | M9438326015 | Non Moving Item | RADIO MODEM,TELETRONICS,ANALYZER | NO | 1 | 62929 | ZSPR | 2019-10-01 |  | 2283
1177 | Non Moving Item | C&I | M9438326016 | Non Moving Item | O-RING,4826,ANALYZER,F/AAQMS | NO | 2 | 5646 | ZSPR | 2018-12-24 |  | 2564
1178 | Non Moving Item | C&I | M9438326035 | Non Moving Item | RELATIVE HUMIDITY SENSOR, CAPACITIVE TYP | NO | 1 | 82458.72 | ZSPR | 2019-04-04 |  | 2463
1179 | Non Moving Item | C&I | M9438326094 | Non Moving Item | FLOW CTRL VALVE ASSY,P007JA,APROTECH | NO | 1 | 19199 | ZSPR | 2018-12-24 |  | 2564
1180 | Non Moving Item | C&I | M9438326127 | Non Moving Item | FRNT PNL PB BOARD,100480-00,ANALYZER | NO | 4 | 26911 | ZSPR | 2018-12-24 |  | 2564
1181 | Non Moving Item | C&I | M9438326130 | Non Moving Item | MOTHER BOARD,100533-00,THERMO FISHER | NO | 6 | 206724.05 | ZSPR | 2018-12-24 |  | 2564
1182 | Non Moving Item | C&I | M9438326131 | Non Moving Item | DIGITAL OUTPUT BOARD,100539,THERMOFISHER | NO | 4 | 26911 | ZSPR | 2018-12-24 |  | 2564
1183 | Non Moving Item | C&I | M9438326133 | Non Moving Item | PANEL CONNECTOR BRD,102340-00,ANALYZER | NO | 4 | 26597 | ZSPR | 2018-12-24 |  | 2564
1184 | Non Moving Item | C&I | M9438326135 | Non Moving Item | INTERFACE BOARD,100868-00,THERMO FISHER | NO | 1 | 7619 | ZSPR | 2018-12-24 |  | 2564
1185 | Non Moving Item | C&I | M9438326138 | Non Moving Item | REPAIR KIT,8606,THERMO FISHER,ANALYZER | NO | 1 | 16154.01 | ZSPR | 2019-04-04 |  | 2463
1186 | Non Moving Item | C&I | M9438326156 | Non Moving Item | PHOTOMETER BOARD,102554-00,THERMO FISHER | NO | 1 | 5960 | ZSPR | 2018-12-24 |  | 2564
1187 | Non Moving Item | C&I | M9438326172 | Non Moving Item | PCB PHOTO SENSOR,42545-1023,THERMOFISHER | NO | 1 | 29998 | ZSPR | 2018-12-24 |  | 2564
1188 | Non Moving Item | C&I | M9438326178 | Non Moving Item | MEASURING HEAD,42545-1004,THERMO FISHER | NO | 1 | 5960 | ZSPR | 2018-12-24 |  | 2564
1189 | Non Moving Item | C&I | M9438326182 | Non Moving Item | FILTER TAPE,FH111,GLASS FIBER | NO | 9 | 121288.51 | ZSPR | 2018-12-24 |  | 2564
1190 | Non Moving Item | C&I | M9438326188 | Non Moving Item | POWER SUPPLY,SM168400114,THERMO FISHER | NO | 1 | 471966 | ZSPR | 2019-10-01 |  | 2283
1191 | Non Moving Item | C&I | M9438326190 | Non Moving Item | INTERFACE BRD ASSY,100862-00,ANALYZER | NO | 1 | 6666 | ZSPR | 2018-12-24 |  | 2564
1192 | Non Moving Item | C&I | M9438326191 | Non Moving Item | INPUT BRD ASSY,100883-0,THERMO FISHER | NO | 1 | 6666 | ZSPR | 2018-12-24 |  | 2564
1193 | Non Moving Item | C&I | M9438326192 | Non Moving Item | TRIGGER BOARD ASSY,8774,THERMO FISHER | NO | 1 | 65861.41 | ZSPR | 2019-04-04 |  | 2463
1194 | Non Moving Item | C&I | M9438326196 | Non Moving Item | PHOTOMULTIPLIER TUBE,8868,THERMO FISHER | NO | 1 | 100382.22 | ZSPR | 2019-04-04 |  | 2463
1195 | Non Moving Item | C&I | M9438326203 | Non Moving Item | INTERFACE BOARD,100536-00,THERMO FISHER | NO | 1 | 6666 | ZSPR | 2018-12-24 |  | 2564
1196 | Non Moving Item | C&I | M9438326208 | Non Moving Item | PHOTO MULTIPLIER TUBE,9367,THERMO FISHER | NO | 2 | 561191.46 | ZSPR | 2019-04-04 |  | 2463
1197 | Non Moving Item | C&I | M9438326255 | Non Moving Item | DETECTOR ASSY,107984-00,THERMO FISHER | NO | 2 | 327366.62 | ZSPR | 2019-04-04 |  | 2463
1198 | Non Moving Item | C&I | M9438326260 | Non Moving Item | O-RING,KT149509175,THERMO FISHER,FH62 | NO | 2 | 20077 | ZSPR | 2018-12-24 |  | 2564
1199 | Non Moving Item | C&I | M9438326262 | Non Moving Item | O-RING,SM149509134,THERMO FISHER,FH62 | NO | 2 | 19920 | ZSPR | 2018-12-24 |  | 2564
1200 | Non Moving Item | C&I | M9438326271 | Non Moving Item | CAPILLARY,4119,THERMO FISHER,ANALYZER | NO | 1 | 7657.34 | ZSPR | 2019-04-04 |  | 2463
1201 | Non Moving Item | C&I | M9438326275 | Non Moving Item | PUMP REPAIR KIT,9267,THERMO FISHER | NO | 4 | 45441.83 | ZSPR | 2019-04-04 |  | 2463
1202 | Non Moving Item | C&I | M9438326277 | Non Moving Item | CAPILLARY,4127,THERMO FISHER,ANALYZER | NO | 1 | 7657.34 | ZSPR | 2019-04-04 |  | 2463
1203 | Non Moving Item | C&I | M9438326288 | Non Moving Item | CARBON VANE,SM169001042,THERMO FISHER | NO | 3 | 68090.55 | ZSPR | 2019-04-04 |  | 2463
1204 | Non Moving Item | C&I | M9438326295 | Non Moving Item | LP DISPLAY BOARD,425451031,THERMO FISHER | NO | 1 | 29998 | ZSPR | 2018-12-24 |  | 2564
1205 | Non Moving Item | C&I | M9438326354 | Non Moving Item | RF PATCH CHORD | NO | 2 | 31464 | ZSPR | 2019-10-01 |  | 2283
1206 | Non Moving Item | C&I | M9438326358 | Non Moving Item | OZONE ANALYSER,49I-B3NAA,THERMO FISHER | NO | 1 | 159988.5 | ZSPR | 2018-12-24 |  | 2564
1207 | Non Moving Item | C&I | M9438326359 | Non Moving Item | ANALYSER,GAS,NO-NO2-NOX,THERMO FISHER | NO | 1 | 293312 | ZSPR | 2018-12-24 |  | 2564
1208 | Non Moving Item | C&I | M9438326360 | Non Moving Item | PHOTO SENSOR PCB,425451023,THERMO FISHER | NO | 1 | 29998 | ZSPR | 2018-12-24 |  | 2564
1209 | Non Moving Item | C&I | M9438326362 | Non Moving Item | FLOW SENSOR,425451007,THERMO FISHER | NO | 1 | 23998 | ZSPR | 2018-12-24 |  | 2564
1210 | Non Moving Item | C&I | M9438326364 | Non Moving Item | HEATER BOARD ASSY,101686-00,THERMOFISHER | NO | 1 | 53330 | ZSPR | 2018-12-24 |  | 2564
1211 | Non Moving Item | C&I | M9438326365 | Non Moving Item | ANALYSER,GAS,CO,THERMO FISHER,48I-BZSAA | NO | 2 | 613289 | ZSPR | 2018-12-24 |  | 2564
1212 | Non Moving Item | C&I | M9438376017 | Non Moving Item | OPACITY MONITOR,SPU BASE FRAME | NO | 1 | 18290 | ZSPR | 2019-12-23 |  | 2200
1213 | Non Moving Item | C&I | M9438376022 | Non Moving Item | ROTAMETER,EC00229-01,YOKOGAWA | NO | 1 | 8784 | ZSPR | 2018-06-28 |  | 2743
1214 | Non Moving Item | C&I | M9438376030 | Non Moving Item | SET OF O-RING,F/HIGH TEMP O2 PROBE | NO | 2 | 5020 | ZSPR | 2018-06-28 |  | 2743
1215 | Non Moving Item | C&I | M9438376066 | Non Moving Item | HIGH TEMPERATURE ZIRCONIA PROBE,SECO | NO | 1 | 87833 | ZSPR | 2018-06-28 |  | 2743
1216 | Non Moving Item | C&I | M9438376069 | Non Moving Item | FILTER,K9471UA,YOKOGAWA,ANALYZER | NO | 27 | 13795.07 | ZSPR | 2019-08-07 |  | 2338
1217 | Non Moving Item | C&I | M9438376079 | Non Moving Item | KEYPAD,F/O2 ANALYZER, SECO | NO | 1 | 4700 | ZSPR | 2018-06-28 |  | 2743 | Critical item
1218 | Non Moving Item | C&I | M9438376120 | Non Moving Item | ELECT MODULE,6888XI,ROSEMOUNT,ANALYZER | NO | 1 | 50000 | ZSPR | 2019-10-19 |  | 2265
1219 | Non Moving Item | C&I | M9438386015 | Non Moving Item | ANALYSER,GAS,OXYGEN,EMERSON,6888A | NO | 1 | 200000 | ZSPR | 2019-10-19 |  | 2265
1220 | Non Moving Item | C&I | M9438406012 | Non Moving Item | MOIST FILTER ELEMENT,KMWT9/Q,KANE INT | NO | 1 | 7238.4 | ZSPR | 2018-12-24 |  | 2564
1221 | Non Moving Item | C&I | M9438450062 | Non Moving Item | GASKET/O-RING,ABB,ANALYZER | SET | 2 | 8156 | ZSPR | 2018-12-24 |  | 2564
1222 | Non Moving Item | C&I | M9438453655 | Non Moving Item | FILTER ELEMENT,FEL6,CERAMIC,ANALYZER | NO | 2 | 76965.2 | ZSPR | 2018-12-24 |  | 2564
1223 | Non Moving Item | C&I | M9438453664 | Non Moving Item | PROBE HEATER,EMERSON PROCESS,ANALYZER | NO | 2 | 60076 | ZSPR | 2018-12-24 |  | 2564
1224 | Non Moving Item | C&I | M9438453725 | Non Moving Item | GASKET/O-RING,ANALYZER | SET | 2 | 5446 | ZSPR | 2018-12-24 |  | 2564
1225 | Non Moving Item | C&I | M9438456016 | Non Moving Item | GUARD FILTER,FGD1,EMERSON | NO | 2 | 76965.2 | ZSPR | 2018-12-24 |  | 2564
1226 | Non Moving Item | C&I | M9438456020 | Non Moving Item | O-RING,20X2X83,FILTER CELL,M/575 + 26X2 | NO | 1 | 2723 | ZSPR | 2018-12-24 |  | 2564
1227 | Non Moving Item | C&I | M9438456021 | Non Moving Item | FILTER CELL O-RING,3656578 | NO | 2 | 5396 | ZSPR | 2018-12-24 |  | 2564
1228 | Non Moving Item | C&I | M9438456024 | Non Moving Item | SAMPLE PROBE ASSY,9807107,ANALYZER | NO | 1 | 48861 | ZSPR | 2018-12-24 |  | 2564
1229 | Non Moving Item | C&I | M9438456141 | Non Moving Item | POWER SUPPLY,42715072,ROSEMOUNT,ANALYZER | NO | 1 | 7238.4 | ZSPR | 2018-12-24 |  | 2564
1230 | Non Moving Item | C&I | M9438456153 | Non Moving Item | DIAPHRAGM,ROSEMOUNT,ANALYZER,N89KTE | NO | 2 | 141814 | ZSPR | 2018-12-24 |  | 2564
1231 | Non Moving Item | C&I | M9438456222 | Non Moving Item | PCB ASSY,43004691,EMERSON,ANALYZER | NO | 1 | 7238.4 | ZSPR | 2018-12-24 |  | 2564
1232 | Non Moving Item | C&I | M9438456223 | Non Moving Item | PCB ASSY,43500390,EMERSON,ANALYZER | NO | 1 | 7238.4 | ZSPR | 2018-12-24 |  | 2564
1233 | Non Moving Item | C&I | M9438456227 | Non Moving Item | INLINE FILTER,ETC00713,EMERSON PROCESS | NO | 2 | 76965.2 | ZSPR | 2018-12-24 |  | 2564
1234 | Non Moving Item | C&I | M9438456265 | Non Moving Item | INPUT BOARD,100545-00,THERMO FISHER,42I | NO | 2 | 12626 | ZSPR | 2018-12-24 |  | 2564
1235 | Non Moving Item | C&I | M9438456266 | Non Moving Item | O-RING,THERMO FISHER,ANALYZER,42I | NO | 4 | 18196 | ZSPR | 2018-12-24 |  | 2564
1236 | Non Moving Item | C&I | M9438456296 | Non Moving Item | HEATER/THERMSTR ASSY,101568-00 | NO | 2 | 106658.5 | ZSPR | 2018-12-24 |  | 2564
1237 | Non Moving Item | C&I | M9440381256N | Non Moving Item | SWITCH,TEMP,70-170DEG.C,IP66,INDFOS | NO | 1 | 13574.13 | ZSPR | 2018-12-14 | 2019-06-13 | 2393
1238 | Non Moving Item | C&I | M9441000660 | Non Moving Item | THERMOCOUPLE,1670MM | NO | 2 | 58629.66 | ZSPR | 2019-01-05 |  | 2552
1239 | Non Moving Item | C&I | M9441090087 | Non Moving Item | THERMOCOUPLE,K,CR-AL,8MM,100MM | NO | 2 | 8959 | ZSPR | 2019-08-07 |  | 2338
1240 | Non Moving Item | C&I | M9441095417 | Non Moving Item | THERMOCOUPLE,K,6-6.5MM,605-610MM | NO | 6 | 85055 | ZSPR | 2019-01-03 |  | 2554
1241 | Non Moving Item | C&I | M9441095453 | Non Moving Item | THERMOCOUPLE,K,CHROMEL-ALUMEL,6-6.5MM | NO | 2 | 26934.06 | ZSPR | 2019-01-03 |  | 2554
1242 | Non Moving Item | C&I | M9441095480 | Non Moving Item | THERMOCOUPLE,K,6-6.5MM,910-915MM | NO | 2 | 19846.27 | ZSPR | 2019-01-03 |  | 2554
1243 | Non Moving Item | C&I | M9441095541 | Non Moving Item | THERMOCOUPLE,K,6-6.5MM,1061-1070MM | NO | 12 | 185705.16 | ZSPR | 2019-01-03 |  | 2554
1244 | Non Moving Item | C&I | M9441095587 | Non Moving Item | THERMOCOUPLE,K,6-6.5MM,1211-1220MM | NO | 19 | 206969.52 | ZSPR | 2019-01-03 |  | 2554
1245 | Non Moving Item | C&I | M9441106337 | Non Moving Item | THERMOCOUPLE,K,SS316,8MM,170MM | NO | 8 | 120504 | ZSPR | 2019-02-27 |  | 2499
1246 | Non Moving Item | C&I | M9441106364 | Non Moving Item | THERMOCOUPLE,DUPLEX,K,SS316,472MM | NO | 2 | 45200 | ZSPR | 2018-09-08 |  | 2671 | Critical item
1247 | Non Moving Item | C&I | M9441106595 | Non Moving Item | THERMOCOUPLE,DUPLEX,K,7-8MM,356-360MM | NO | 2 | 45200 | ZSPR | 2018-09-08 |  | 2671 | Critical item
1248 | Non Moving Item | C&I | M9441106601 | Non Moving Item | THERMOCOUPLE,DUPLEX,K,7-8MM,451-455MM | NO | 2 | 45200 | ZSPR | 2018-09-08 |  | 2671 | Critical item
1249 | Non Moving Item | C&I | M9441106629 | Non Moving Item | THERMOCOUPLE,DUPLEX,K,7-8MM,626-630MM | NO | 2 | 45200 | ZSPR | 2018-09-10 |  | 2669 | Critical item
1250 | Non Moving Item | C&I | M9441106665 | Non Moving Item | THERMOCOUPLE,DUPLEX,K,7-8MM,656-660MM | NO | 4 | 90400 | ZSPR | 2018-09-10 |  | 2669 | Critical item
1251 | Non Moving Item | C&I | M9441106692 | Non Moving Item | THERMOCOUPLE,DUPLEX,K,7-8MM,611-615MM | NO | 2 | 45200 | ZSPR | 2020-01-08 |  | 2184
1252 | Non Moving Item | C&I | M9441106726 | Non Moving Item | THERMOCOUPLE,DUPLEX,K,7-8MM,761-765MM | NO | 2 | 45200 | ZSPR | 2018-09-10 |  | 2669 | Critical item
1253 | Non Moving Item | C&I | M9441122908 | Non Moving Item | THERMOCOUPLE,K,3MM,38MM | NO | 5 | 75310 | ZSPR | 2019-02-27 |  | 2499
1254 | Non Moving Item | C&I | M9441122962 | Non Moving Item | THERMOCOUPLE,K,CR-AL,3MM,44M | NO | 3 | 45189 | ZSPR | 2019-02-27 |  | 2499
1255 | Non Moving Item | C&I | M9441122980 | Non Moving Item | THERMOCOUPLE,K,CR-AL,SS316,3MM,47M | NO | 2 | 30126 | ZSPR | 2019-02-27 |  | 2499
1256 | Non Moving Item | C&I | M9441125846 | Non Moving Item | THERMOCOUPLE,K,6MM,18M | NO | 4 | 23822.07 | ZSPR | 2019-04-04 |  | 2463
1257 | Non Moving Item | C&I | M9441126229 | Non Moving Item | THERMOCOUPLE,K,DUPLEX,SS316,8MM | NO | 5 | 75315 | ZSPR | 2019-11-13 |  | 2240
1258 | Non Moving Item | C&I | M9441126760 | Non Moving Item | THERMOCOUPLE,K,DUPLEX,MI,7-8MM,5-6M | NO | 2 | 30124 | ZSPR | 2019-02-27 |  | 2499
1259 | Non Moving Item | C&I | M9441126779 | Non Moving Item | THERMOCOUPLE,K,DUPLEX,MI,7-8MM,8M | NO | 3 | 46749 | ZSPR | 2019-02-27 |  | 2499
1260 | Non Moving Item | C&I | M9441126821 | Non Moving Item | THERMOCOUPLE,K,CHROMEL-ALUMEL,SS316 | NO | 2 | 31050.92 | ZSPR | 2019-02-27 |  | 2499
1261 | Non Moving Item | C&I | M9441126937 | Non Moving Item | THERMOCOUPLE,K,CHROMEL-ALUMEL,SS321 | NO | 14 | 210868 | ZSPR | 2019-02-27 |  | 2499
1262 | Non Moving Item | C&I | M9441126946 | Non Moving Item | THERMOCOUPLE,K,7-8MM,33-34M | NO | 17 | 256054 | ZSPR | 2019-02-27 |  | 2499
1263 | Non Moving Item | C&I | M9441126973 | Non Moving Item | THERMOCOUPLE,K,DUPLEX,7-8MM,37-38M | NO | 9 | 135558 | ZSPR | 2019-02-27 |  | 2499
1264 | Non Moving Item | C&I | M9441140123 | Non Moving Item | THERMOCOUPLE,K,140X115 | NO | 2 | 30126 | ZSPR | 2019-11-13 |  | 2240
1265 | Non Moving Item | C&I | M9441145260 | Non Moving Item | THERMOCOUPLE,K,DUPLEX MI,6MM,320MM | NO | 5 | 2581.88 | ZSPR | 2019-04-04 |  | 2463
1266 | Non Moving Item | C&I | M9441146333 | Non Moving Item | THERMOCOUPLE,K,CHROMEL-ALUMEL,SS316 | NO | 2 | 6300 | ZSPR | 2018-08-09 |  | 2701 | Critical item
1267 | Non Moving Item | C&I | M9441146430 | Non Moving Item | THERMOCOUPLE,K,DUPLEX,7-8MM,641-645MM | NO | 6 | 18900 | ZSPR | 2018-08-09 |  | 2701 | Critical item
1268 | Non Moving Item | C&I | M9441146467 | Non Moving Item | THERMOCOUPLE,K,DUPLEX,8MM,680MM | NO | 2 | 6300 | ZSPR | 2018-08-09 |  | 2701 | Critical item
1269 | Non Moving Item | C&I | M9441146476 | Non Moving Item | THERMOCOUPLE,K,8MM,900-950MM | NO | 4 | 12700 | ZSPR | 2018-08-09 |  | 2701 | Critical item
1270 | Non Moving Item | C&I | M9441146485 | Non Moving Item | THERMOCOUPLE,K,DUPLEX,7-8MM,481-485MM | NO | 2 | 6300 | ZSPR | 2018-08-09 |  | 2701 | Critical item
1271 | Non Moving Item | C&I | M9441146634 | Non Moving Item | THERMOCOUPLE,K,SS316,0-500DEG.C,7-8MM | NO | 3 | 9450 | ZSPR | 2018-08-09 |  | 2701 | Critical item
1272 | Non Moving Item | C&I | M9441146698 | Non Moving Item | THERMOCOUPLE,K,DUPLEX,7-8MM,371-375MM | NO | 2 | 6300 | ZSPR | 2018-08-09 |  | 2701 | Critical item
1273 | Non Moving Item | C&I | M9441146829 | Non Moving Item | THERMOCOUPLE,K,CHROMEL-ALUMEL,SS316 | NO | 4 | 12600 | ZSPR | 2018-08-09 |  | 2701 | Critical item
1274 | Non Moving Item | C&I | M9441146847 | Non Moving Item | THERMOCOUPLE,K,DUPLEX,7-8MM,521-525MM | NO | 2 | 6300 | ZSPR | 2018-08-09 |  | 2701 | Critical item
1275 | Non Moving Item | C&I | M9441146892 | Non Moving Item | THERMOCOUPLE,K,DUPLEX,7-8MM,561-565MM | NO | 4 | 12600 | ZSPR | 2018-08-09 |  | 2701 | Critical item
1276 | Non Moving Item | C&I | M9441146926 | Non Moving Item | THERMOCOUPLE,K,DUPLEX,7-8MM,666-670MM | NO | 6 | 18999 | ZSPR | 2018-08-09 |  | 2701 | Critical item
1277 | Non Moving Item | C&I | M9441146944 | Non Moving Item | THERMOCOUPLE,K,HEAD,DUPLEX,7-8MM | NO | 6 | 18900 | ZSPR | 2018-08-09 |  | 2701 | Critical item
1278 | Non Moving Item | C&I | M9441340551 | Non Moving Item | THERMOCOUPLE,R,WC,0-1200DEG.C | NO | 2 | 30126 | ZSPR | 2019-11-13 |  | 2240
1279 | Non Moving Item | C&I | M9442125016 | Non Moving Item | XMTR,TEMP,2 WIRE,4-20MA,0-100DEG.C | NO | 5 | 150485 | ZSPR | 2019-02-27 |  | 2499
1280 | Non Moving Item | C&I | M9442145254 | Non Moving Item | XMTR,TEMP,4 WIRE,4-20MA,0-1000DEG.C | NO | 5 | 150480 | ZSPR | 2019-02-27 |  | 2499
1281 | Non Moving Item | C&I | M9443135896 | Non Moving Item | SENSOR,TEMP,RTD,HEADLES,PT100,10MTR,6MM | NO | 1 | 5085.89 | ZSPR | 2019-04-04 |  | 2463
1282 | Non Moving Item | C&I | M9443175069 | Non Moving Item | SENSOR,TEMP,RTD,PT100,W.HEAD70MM,6MM,4W | NO | 5 | 43597.79 | ZSPR | 2019-05-13 |  | 2424
1283 | Non Moving Item | C&I | M9443176406 | Non Moving Item | SENSOR,TEMP,RTD,PT100,SS316,0-500DEG.C | NO | 1 | 235 | ZSPR | 2019-08-14 |  | 2331
1284 | Non Moving Item | C&I | M9443176460 | Non Moving Item | SENSOR,TEMP,RTD,PT100,W.HEAD330MM,8MM,3W | NO | 1 | 803.92 | ZSPR | 2019-04-04 |  | 2463
1285 | Non Moving Item | C&I | M9444262487 | Non Moving Item | THERMOWELL,340MM,M33X2X1/2IN BSPM,SS310 | NO | 2 | 2258.18 | ZSPR | 2019-04-04 |  | 2463
1286 | Non Moving Item | C&I | M9444366352 | Non Moving Item | THERMOWELL,230MM,1/2IN F,M33X2 M,11MM | NO | 5 | 29842 | ZSPR | 2019-05-13 |  | 2424
1287 | Non Moving Item | C&I | M9446011135 | Non Moving Item | PARALLEL LOGIC BOARD FOR UPS | NO | 1 | 14522 | ZSPR | 2019-08-08 |  | 2337
1288 | Non Moving Item | C&I | M9446106010 | Non Moving Item | CONNECTOR,BKS-S32M-05,BALLUFF | NO | 2 | 22337 | ZSPR | 2020-01-31 |  | 2161
1289 | Non Moving Item | C&I | M9446106028 | Non Moving Item | TRANSDUCER,POSITION FEEDBACK,BALLUFF | NO | 2 | 108022 | ZSPR | 2020-01-31 |  | 2161 | Critical item
1290 | Non Moving Item | C&I | M9446106047 | Non Moving Item | POS F/B TRANSMITTER,BTL7-E500-M0150-K-K0 | NO | 4 | 289366.2 | ZSPR | 2020-01-31 |  | 2161 | Critical item
1291 | Non Moving Item | C&I | M9446106048 | Non Moving Item | PFT,BALLUFF,BTL7-E500-M0200-K-K02 | NO | 4 | 292268.3 | ZSPR | 2020-01-31 |  | 2161 | Critical item
1292 | Non Moving Item | C&I | M9446106049 | Non Moving Item | POS F/B TRANSMITTER,BTL7-E500-M0300-KK02 | NO | 4 | 298075 | ZSPR | 2020-01-31 |  | 2161 | Critical item
1293 | Non Moving Item | C&I | M9446106193 | Non Moving Item | POSITION TRANSMITTER,BALLUFF | NO | 2 | 160834 | ZSPR | 2020-01-31 |  | 2161 | Critical item
1294 | Non Moving Item | C&I | M9446301784 | Non Moving Item | VALVE,COAXIAL VALVE,MULLER CO-AX,VKF-25 | NO | 1 | 1281377 | ZSPR | 2019-08-13 |  | 2332
1295 | Non Moving Item | C&I | M9446431487 | Non Moving Item | PSFB CARD,HPN056,HI-REL,UPS,I4(HR-XP-20) | NO | 1 | 14522 | ZSPR | 2019-08-08 |  | 2337
1296 | Non Moving Item | C&I | M9446666033 | Non Moving Item | SPEED MONITOR,D-521.12,BRAUN | NO | 6 | 1652940.54 | ZSPR | 2019-10-10 |  | 2274 | Critical item
1297 | Non Moving Item | C&I | M9446666037 | Non Moving Item | MONITORING MODULE,BRAUN,E1655 | NO | 4 | 1494385.53 | ZSPR | 2019-10-18 |  | 2266
1298 | Non Moving Item | C&I | M9451107117 | Non Moving Item | ROTAMETER,30-200M3/HR | NO | 2 | 4000 | ZSPR | 2019-03-16 |  | 2482
1299 | Non Moving Item | C&I | M9451107153 | Non Moving Item | ROTAMETER,0-40LPH | NO | 2 | 16000 | ZSPR | 2019-03-16 |  | 2482
1300 | Non Moving Item | C&I | M9451107269 | Non Moving Item | ROTAMETER,1-12M3/HR,H250/RR/M30 | NO | 2 | 10000 | ZSPR | 2019-03-16 |  | 2482
1301 | Non Moving Item | C&I | M9451107418 | Non Moving Item | FLOW ROTAMETER,2.5-25M3/HR | NO | 2 | 10000 | ZSPR | 2019-03-16 |  | 2482
1302 | Non Moving Item | C&I | M9451107481 | Non Moving Item | FLOW INDICATOR,130-400M3/HR | NO | 1 | 33858 | ZSPR | 2017-10-12 |  | 3002
1303 | Non Moving Item | C&I | M9451107490 | Non Moving Item | FLOW INDICATOR,65-200M3/HR | NO | 1 | 23085 | ZSPR | 2017-10-12 |  | 3002 | Critical item
1304 | Non Moving Item | C&I | M9451107588 | Non Moving Item | ROTAMETER,63-630M3/HR | NO | 2 | 4000 | ZSPR | 2019-03-16 |  | 2482
1305 | Non Moving Item | C&I | M9451111057 | Non Moving Item | SIGHT FLOW INDICATOR,50MM | NO | 1 | 12555 | ZSPR | 2019-12-14 | 2019-12-14 | 2209
1306 | Non Moving Item | C&I | M9451111084 | Non Moving Item | SIGHT FLOW INDICATOR,80MM | NO | 4 | 40118 | ZSPR | 2019-02-12 |  | 2514
1307 | Non Moving Item | C&I | M9451509023 | Non Moving Item | FLOW TRANSMITTER,ULTRASONIC | NO | 1 | 62741 | ZSPR | 2018-12-24 |  | 2564
1308 | Non Moving Item | C&I | M9452107271 | Non Moving Item | SWITCH,FLW,ROTAMETER,0-627M3/HR | NO | 2 | 10000 | ZSPR | 2019-03-16 |  | 2482
1309 | Non Moving Item | C&I | M9452107536 | Non Moving Item | IND,DIGI,FLOW,0-100M3/HR | NO | 4 | 33702 | ZSPR | 2017-10-12 |  | 3002
1310 | Non Moving Item | C&I | M9452107703 | Non Moving Item | FLOW METER/INDICATOR,ROTAMETER | NO | 2 | 4000 | ZSPR | 2019-03-16 |  | 2482
1311 | Non Moving Item | C&I | M9452107712 | Non Moving Item | SWITCH,FLW,ROTAMETER,0-5000M3/HR | NO | 2 | 4000 | ZSPR | 2019-03-16 |  | 2482
1312 | Non Moving Item | C&I | M9452107794 | Non Moving Item | FLOW INDICATOR/ROTAMETER; LINE: 250NB | NO | 1 | 24624 | ZSPR | 2017-10-12 |  | 3002
1313 | Non Moving Item | C&I | M9452107873 | Non Moving Item | SWITCH,FLW,ROTAMETER,25-300M3/HR | NO | 2 | 4000 | ZSPR | 2019-03-16 |  | 2482
1314 | Non Moving Item | C&I | M9452107891 | Non Moving Item | ROTAMETER,FLOW,500-1000M3/HR,500MM | NO | 1 | 40015 | ZSPR | 2017-10-12 |  | 3002
1315 | Non Moving Item | C&I | M9452116152 | Non Moving Item | CONDENSATION POT WITH PROC. CONN | NO | 2 | 2166 | ZSPR | 2019-03-12 |  | 2486
1316 | Non Moving Item | C&I | M9452504580 | Non Moving Item | FLOW TRANSMITTER,0-460/500M3/HR | NO | 1 | 19000 | ZSPR | 2017-10-12 |  | 3002 | Critical item
1317 | Non Moving Item | C&I | M9455054507 | Non Moving Item | GAUGE,LVL,ARROW SCALE,0-2200MM | NO | 1 | 1180 | ZSPR | 2018-05-15 |  | 2787
1318 | Non Moving Item | C&I | M9455055801 | Non Moving Item | GAUGE,LVL,FLOAT OPERATED,0-3000MM | NO | 1 | 1180 | ZSPR | 2018-05-15 |  | 2787
1319 | Non Moving Item | C&I | M9455056503 | Non Moving Item | GAUGE,LVL,ARROW SCALE,0-6000MM | NO | 1 | 1180 | ZSPR | 2018-05-15 |  | 2787
1320 | Non Moving Item | C&I | M9455057302 | Non Moving Item | GAUGE,LVL,ARROW SCALE,0-4500MM | NO | 1 | 1180 | ZSPR | 2018-05-15 |  | 2787
1321 | Non Moving Item | C&I | M9455058101 | Non Moving Item | GAUGE,LVL,ARROW SCALE,0-4800MM | NO | 1 | 1180 | ZSPR | 2018-05-15 |  | 2787
1322 | Non Moving Item | C&I | M9455059007 | Non Moving Item | GAUGE,LVL,COMPLETE UNIT,ARROW SCALE | NO | 1 | 1180 | ZSPR | 2018-05-15 |  | 2787
1323 | Non Moving Item | C&I | M9455060203 | Non Moving Item | GAUGE,LVL,COMPLETE UNIT,TUBULAR,0-1050MM | NO | 1 | 9735 | ZSPR | 2019-04-30 |  | 2437
1324 | Non Moving Item | C&I | M9455062005 | Non Moving Item | GAUGE,LVL,COMPLETE UNIT,TUBULAR,0-800MM | NO | 2 | 28850 | ZSPR | 2018-12-28 |  | 2560
1325 | Non Moving Item | C&I | M9455062801 | Non Moving Item | GAUGE,LVL,TUBULAR,40NB,SIDE,0-1000MM | NO | 1 | 9445 | ZSPR | 2019-04-30 |  | 2437
1326 | Non Moving Item | C&I | M9455062908 | Non Moving Item | GAUGE,LVL,COMPLETE UNIT,TUBULAR,0-1100MM | NO | 1 | 9735 | ZSPR | 2019-04-30 |  | 2437
1327 | Non Moving Item | C&I | M9455064108 | Non Moving Item | GAUGE,LVL,TUBULAR,1400-1410MM | NO | 1 | 2360 | ZSPR | 2018-05-15 |  | 2787
1328 | Non Moving Item | C&I | M9455121508 | Non Moving Item | GAUGE,LVL,REFLEX,0-1280MM | NO | 4 | 141625.57 | ZSPR | 2019-06-27 |  | 2379
1329 | Non Moving Item | C&I | M9455122909 | Non Moving Item | GAUGE,LVL,1100MM | NO | 2 | 4714.44 | ZSPR | 2019-03-07 |  | 2491
1330 | Non Moving Item | C&I | M9455162808 | Non Moving Item | GAUGE,LVL,GAUGE GLASS,1000MM | NO | 1 | 4720 | ZSPR | 2018-12-28 |  | 2560
1331 | Non Moving Item | C&I | M9455163829 | Non Moving Item | GAUGE,LVL,REFLECT,1500MM | NO | 1 | 1475 | ZSPR | 2018-04-04 |  | 2828
1332 | Non Moving Item | C&I | M9455163908 | Non Moving Item | SAFETY CONTROL UNIT,SSB 16-R-1-200-V-2+ | NO | 1 | 12103 | ZSPR | 2017-10-12 |  | 3002
1333 | Non Moving Item | C&I | M9455167520 | Non Moving Item | GLASS,LEVEL GAUGE,0-5550MM | NO | 1 | 1475 | ZSPR | 2018-04-04 |  | 2828
1334 | Non Moving Item | C&I | M9455167724 | Non Moving Item | GLASS,LEVEL GAUGE,0-6050MM | NO | 1 | 1475 | ZSPR | 2018-04-04 |  | 2828
1335 | Non Moving Item | C&I | M9455168222 | Non Moving Item | GLASS,LEVEL GAUGE,0-7500MM | NO | 1 | 1475 | ZSPR | 2018-04-04 |  | 2828
1336 | Non Moving Item | C&I | M9456125390 | Non Moving Item | XMTR,LVL,4-20MA,1575MM,1/2-14NPT | NO | 1 | 24329.04 | ZSPR | 2019-03-12 |  | 2486
1337 | Non Moving Item | C&I | M9457101001 | Non Moving Item | VALVE,PRESSURE RELIEF,HYDAC,DB4E-350BAR | NO | 3 | 14868 | ZSPR | 2019-10-22 |  | 2262
1338 | Non Moving Item | C&I | M9467126004 | Non Moving Item | POWER SUPPLY MODULE,FE15317,MERRICK | NO | 2 | 75161 | ZSPR | 2019-04-03 |  | 2464
1339 | Non Moving Item | C&I | M9467226001 | Non Moving Item | 32 BIT EMBEDDED CPU,MODE: MPLP1P | NO | 2 | 77120.93 | ZSPR | 2019-04-03 |  | 2464
1340 | Non Moving Item | C&I | M9467736015 | Non Moving Item | VFD CONTROLLER FOR RC FEEDER: 3HP,415VAC | NO | 2 | 318555 | ZSPR | 2019-02-27 |  | 2499
1341 | Non Moving Item | C&I | M9467736016 | Non Moving Item | VFD MODULE,AXPERT VT240S,AMTECH | NO | 2 | 63696 | ZSPR | 2019-02-27 |  | 2499 | Critical item
1342 | Non Moving Item | C&I | M9470006206 | Non Moving Item | SEAL KIT,KOSO,ACTUATOR,6360LA | SET | 10 | 55856.95 | ZSPR | 2019-12-17 |  | 2206
1343 | Non Moving Item | C&I | M9470009749 | Non Moving Item | SMART POSITIONER,FSDVC6010-100-HC,FISHER | NO | 1 | 88031 | ZSPR | 2018-03-14 | 2019-01-25 | 2532
1344 | Non Moving Item | C&I | M9470101035 | Non Moving Item | DIAPHRAGM,376046402686,MIL CONTROLS | NO | 1 | 4639.22 | ZSPR | 2019-04-04 |  | 2463
1345 | Non Moving Item | C&I | M9470226008 | Non Moving Item | SEAL KIT,ACTUATOR,NELES,ECF90 | NO | 11 | 68906.85 | ZSPR | 2018-10-29 |  | 2620
1346 | Non Moving Item | C&I | M9470486132 | Non Moving Item | DIAPHRAGM,IL,ACTUATOR,VA-2D/2R | NO | 16 | 410511.95 | ZSPR | 2019-02-27 |  | 2499
1347 | Non Moving Item | C&I | M9470486182 | Non Moving Item | DIAPHRAGM,IL,ACTUATOR,VA4R | NO | 10 | 327155 | ZSPR | 2019-04-30 |  | 2437
1348 | Non Moving Item | C&I | M9470486222 | Non Moving Item | ACTUATOR,VDC-VA3R,IL | NO | 1 | 664852 | ZSPR | 2019-02-27 |  | 2499
1349 | Non Moving Item | C&I | M9470486225 | Non Moving Item | ACTUATOR,PNEU,VST-VA2D,IL | NO | 2 | 31501 | ZSPR | 2019-03-12 |  | 2486
1350 | Non Moving Item | C&I | M9470486226 | Non Moving Item | ACTUATOR,PNEU,VST-VA2R | NO | 2 | 31501 | ZSPR | 2019-03-12 |  | 2486
1351 | Non Moving Item | C&I | M9470486370N | Non Moving Item | ACTUATOR,PNEU,VA4R,IL | NO | 2 | 327156 | ZSPR | 2019-04-30 |  | 2437
1352 | Non Moving Item | C&I | M9470486439 | Non Moving Item | VALVE TRIM,VA2D | NO | 1 | 45895.2 | ZSPR | 2019-03-12 |  | 2486
1353 | Non Moving Item | C&I | M9470486460 | Non Moving Item | CYLINDER,NELES,CCDA00YYAV300356SP2+ | NO | 1 | 232069.8 | ZSPR | 2019-02-07 |  | 2519
1354 | Non Moving Item | C&I | M9470486562 | Non Moving Item | ACTUATOR,PNEU,VA2D,IL | NO | 1 | 664851 | ZSPR | 2019-02-27 |  | 2499
1355 | Non Moving Item | C&I | M9470600038 | Non Moving Item | ACTUATOR,PNEU,18-8A,FLANGED,38-410X4 | NO | 1 | 664852 | ZSPR | 2019-03-29 |  | 2469
1356 | Non Moving Item | C&I | M9470606139 | Non Moving Item | ACTUATOR,PNEU,2,11IN,37-41612 | NO | 2 | 30000 | ZSPR | 2018-08-11 |  | 2699 | Critical item
1357 | Non Moving Item | C&I | M9470606151 | Non Moving Item | ACTUATOR,PNEU,6IN,37-71413,MIL CONTROLS | NO | 2 | 100000 | ZSPR | 2018-08-11 |  | 2699 | Critical item
1358 | Non Moving Item | C&I | M9470606156 | Non Moving Item | DIAPHRAGM,38-41521,MIL CONTROLS | NO | 1 | 664852 | ZSPR | 2019-03-29 |  | 2469
1359 | Non Moving Item | C&I | M9470606208 | Non Moving Item | PRESSURE GAUGE,(0-30 PSIG),MIL,7400 | NO | 2 | 169658 | ZSPR | 2019-11-13 |  | 2240
1360 | Non Moving Item | C&I | M9470606763 | Non Moving Item | ACTUATOR,PNEU,MIL,38-41621 | NO | 1 | 163578 | ZSPR | 2019-02-08 |  | 2518
1361 | Non Moving Item | C&I | M9470676005N | Non Moving Item | ACTUATOR,PNEU,1018RWT/40 MM | NO | 4 | 131924 | ZSPR | 2019-10-28 |  | 2256
1362 | Non Moving Item | C&I | M9470676017 | Non Moving Item | DIAPHRAGM,PROCON ENGINEERS,ACTUATOR | NO | 6 | 8036 | ZSPR | 2019-10-28 |  | 2256
1363 | Non Moving Item | C&I | M9470706015 | Non Moving Item | AIR LOCK RELAY,ROTEX,ALR-5-2R | NO | 12 | 36574.61 | ZSPR | 2019-04-04 |  | 2463
1364 | Non Moving Item | C&I | M9470706033 | Non Moving Item | PNEU CYL,CCDA00YYAV200356YYY,NELES | NO | 1 | 183072.35 | ZSPR | 2019-03-08 |  | 2490
1365 | Non Moving Item | C&I | M9470706037 | Non Moving Item | ACTUATOR,PNEU,RNP100DN00DA1GD | NO | 1 | 12898.47 | ZSPR | 2018-11-16 |  | 2602
1366 | Non Moving Item | C&I | M9470706080 | Non Moving Item | ACTUATOR,PNEU,RNP090DN00DA1G | NO | 2 | 21207.18 | ZSPR | 2018-11-16 |  | 2602
1367 | Non Moving Item | C&I | M9470706129 | Non Moving Item | PNEU POWER CYL,NELES,ACDA00YYNB160200 | NO | 2 | 353833.42 | ZSPR | 2019-02-07 |  | 2519
1368 | Non Moving Item | C&I | M9470846016 | Non Moving Item | PNEU POSITIONER,SIPART PS2,SIEMENS | NO | 1 | 177601 | ZSPR | 2019-09-27 |  | 2287
1369 | Non Moving Item | C&I | M9470846034 | Non Moving Item | LINEAR BRACKET KIT,6DR4004-8V,SIEMENS | NO | 2 | 14797 | ZSPR | 2019-07-11 |  | 2365
1370 | Non Moving Item | C&I | M9470846035 | Non Moving Item | LINEAR FEEDBACK ARM,6DR4004-8L,SIEMENS | NO | 5 | 11027 | ZSPR | 2019-07-11 |  | 2365
1371 | Non Moving Item | C&I | M9470846036 | Non Moving Item | LINEAR FEEDBACK ARM,SIEMENS,6DR4004-8VK | NO | 3 | 13452 | ZSPR | 2019-07-11 |  | 2365
1372 | Non Moving Item | C&I | M9472282051 | Non Moving Item | RGLTR,AIR,B3491+B3481,MACAWBER | NO | 2 | 56086 | ZSPR | 2019-07-31 |  | 2345
1373 | Non Moving Item | C&I | M9472480156 | Non Moving Item | REGULATOR,FLTR,0.7-7KG/CM2,5MIC,PLASTIC | NO | 5 | 14694.22 | ZSPR | 2019-04-04 |  | 2463
1374 | Non Moving Item | C&I | M9472484352 | Non Moving Item | REGULATOR,FLTR,0-10BAR,PC,MANUAL,17BAR | NO | 20 | 59663 | ZSPR | 2019-07-13 |  | 2363
1375 | Non Moving Item | C&I | M9472640251 | Non Moving Item | REGULATOR,FLTR,0-7KG/SQ.CM,0-2KG/CM2,PC | NO | 10 | 13681.78 | ZSPR | 2019-04-04 |  | 2463
1376 | Non Moving Item | C&I | M9472684356 | Non Moving Item | REGULATOR,FLTR,0-12KG/CM2,PC,AIR | NO | 2 | 37389 | ZSPR | 2018-12-14 | 2019-03-23 | 2475
1377 | Non Moving Item | C&I | M9472750123 | Non Moving Item | REGULATOR,FLTR,5MICRON,11-4SN-201M-M6EA | NO | 2 | 33545.72 | ZSPR | 2019-04-30 |  | 2437
1378 | Non Moving Item | C&I | M9472888158 | Non Moving Item | OIL LUBRICATOR ,3/4"BSP O/P 0 TO 10 KG/C | NO | 10 | 18939.37 | ZSPR | 2019-04-04 |  | 2463
1379 | Non Moving Item | C&I | M9475159026 | Non Moving Item | CATION COLUMN,FGF4W2011730 | NO | 2 | 36398 | ZSPR | 2018-03-31 |  | 2832
1380 | Non Moving Item | C&I | M9475181111 | Non Moving Item | PRI SAMPLE COOLER,DHX-12,FORBES MARSHALL | NO | 2 | 7279 | ZSPR | 2018-03-31 |  | 2832 | Critical item
1381 | Non Moving Item | C&I | M9475359018 | Non Moving Item | ROTAMETER,DO METAL TUBE,5.33-53.33LPM | NO | 2 | 2487 | ZSPR | 2019-03-18 |  | 2480
1382 | Non Moving Item | C&I | M9475359019 | Non Moving Item | ROTAMETER,EUREKA,MG-8,2.9-29LPH | NO | 2 | 7528 | ZSPR | 2019-08-08 | 2019-04-05 | 2462
1383 | Non Moving Item | C&I | M9475359020 | Non Moving Item | FLOW SWITCH FOR SWAS | NO | 1 | 10920 | ZSPR | 2020-01-07 |  | 2185
1384 | Non Moving Item | C&I | M9475489994 | Non Moving Item | BLEED NIPPLE,MF-15-15-40,N-3828-E | NO | 106 | 8496 | ZSPR | 2019-05-13 | 2019-07-02 | 2374
1385 | Non Moving Item | C&I | M9475636004 | Non Moving Item | PRESS RELIEF VALVE,3/8IN NPT,2.2KG/CM2 | NO | 2 | 1820 | ZSPR | 2018-03-31 | 2019-01-25 | 2532
1386 | Non Moving Item | C&I | M9475706025 | Non Moving Item | BOARD, POWER SUPPLY, MONEC E9200,HACH | NO | 1 | 16544 | ZSPR | 2018-04-02 | 2019-01-25 | 2532
1387 | Non Moving Item | C&I | M9475750011 | Non Moving Item | FITTING,MMSCN1212001,FHPL | NO | 20 | 24780 | ZSPR | 2019-05-13 |  | 2424
1388 | Non Moving Item | C&I | M9475759031 | Non Moving Item | UNION TEE,SS-400-3,SWAGELOK | NO | 22 | 66000 | ZSPR | 2019-11-13 |  | 2240
1389 | Non Moving Item | C&I | M9475759105 | Non Moving Item | ISOLATION VALVE,1/2IN,2-WAY | NO | 2 | 1820 | ZSPR | 2019-08-08 | 2019-01-25 | 2532
1390 | Non Moving Item | C&I | M9475766014 | Non Moving Item | SOLENOID COIL,DV-002 | NO | 1 | 10919 | ZSPR | 2018-04-02 | 2018-10-23 | 2626 | Critical item
1391 | Non Moving Item | C&I | M9476158693 | Non Moving Item | CONDUCTIVITY SENSOR,400-11-54-99 | NO | 4 | 11648 | ZSPR | 2019-08-08 | 2018-08-27 | 2683
1392 | Non Moving Item | C&I | M9476270438 | Non Moving Item | KCL BOTTLE,1431 242,ABB,ANALYZER | NO | 1.5 | 708 | ZSPR | 2019-04-24 |  | 2443
1393 | Non Moving Item | C&I | M9476350068 | Non Moving Item | POWER SUPPLY PCB,2100PS,ANALYZER,2118XP | NO | 4 | 42192 | ZSPR | 2018-03-31 |  | 2832 | Critical item
1394 | Non Moving Item | C&I | M9476351001 | Non Moving Item | ELECT FACE PLATE,2118XPEP,ORION,ANALYZER | NO | 2 | 33088 | ZSPR | 2018-04-02 |  | 2830 | Critical item
1395 | Non Moving Item | C&I | M9476351006 | Non Moving Item | HYDRAZINE STD SOLN,151810,THERMO FISHER | NO | 2 | 20720 | ZSPR | 2019-03-06 |  | 2492
1396 | Non Moving Item | C&I | M9476351009 | Non Moving Item | CONSUMEABLE KIT,211850XP,THERMO FISHER | NO | 1 | 189390 | ZSPR | 2019-03-06 |  | 2492
1397 | Non Moving Item | C&I | M9476456014 | Non Moving Item | UNIV CONTROLLER,HACH,ANALYZER,SC200 | NO | 2 | 47200 | ZSPR | 2019-05-23 |  | 2414
1398 | Non Moving Item | C&I | M9476456021 | Non Moving Item | FLOW THROUGH CHAMBER,3900-01-10,EMERSON | NO | 1 | 11210 | ZSPR | 2020-01-22 |  | 2170
1399 | Non Moving Item | C&I | M9476486041 | Non Moving Item | BOARD, POWER SUPPLY,MONEC E920,POLYMETR | NO | 1 | 23600 | ZSPR | 2019-04-24 |  | 2443
1400 | Non Moving Item | C&I | M9476526521 | Non Moving Item | DOL ROTAMETER,0-15M3/HR | NO | 2 | 9440 | ZSPR | 2019-04-22 |  | 2445
1401 | Non Moving Item | C&I | M9476556544 | Non Moving Item | POWER SPLY BOARD,F/SILICA/PHOSPHATE SWAS | NO | 1 | 16544 | ZSPR | 2018-04-02 | 2019-01-25 | 2532
1402 | Non Moving Item | C&I | M9476556556 | Non Moving Item | PTFE TUBE,151065 | MT | 0.02 | 354 | ZSPR | 2019-05-23 |  | 2414
1403 | Non Moving Item | C&I | M9476556587 | Non Moving Item | MICROPROCESSOR BOARD,47604-10,HACH | NO | 1 | 16544 | ZSPR | 2018-04-02 | 2019-01-25 | 2532
1404 | Non Moving Item | C&I | M9476556673 | Non Moving Item | PROPELLANT VALVE,47260-00,HACH,ANALYZER | NO | 1 | 21542.4 | ZSPR | 2019-04-04 |  | 2463
1405 | Non Moving Item | C&I | M9476556830 | Non Moving Item | TUBING,15157500006,FORBES POLYMETRON | M | 2 | 590 | ZSPR | 2019-04-24 |  | 2443
1406 | Non Moving Item | C&I | M9476580030 | Non Moving Item | POWER SUPPLY PCB FOR SODIUM ANALYSER ST- | NO | 2 | 9100 | ZSPR | 2018-03-31 |  | 2832
1407 | Non Moving Item | C&I | M9476586192 | Non Moving Item | NA STANDARD SOLUTION,2835153,HACH | NO | 3 | 1416 | ZSPR | 2019-05-23 |  | 2414
1408 | Non Moving Item | C&I | M9476586193 | Non Moving Item | NA STANDARD SOLUTION,2834253,HACH | NO | 3 | 1416 | ZSPR | 2019-04-24 |  | 2443
1409 | Non Moving Item | C&I | M9476586214 | Non Moving Item | TUBING PTFE,151065/08699,HACH | M | 12 | 43388.96 | ZSPR | 2019-05-23 |  | 2414
1410 | Non Moving Item | C&I | M9476586224 | Non Moving Item | IP-65 CONNECTOR,09240-A-9171,HACH | NO | 1 | 472 | ZSPR | 2019-04-24 |  | 2443
1411 | Non Moving Item | C&I | M9476586230 | Non Moving Item | ELECTRODE KIT,2111LLSK,THERMO FISHER | NO | 1 | 101333 | ZSPR | 2019-03-06 |  | 2492
1412 | Non Moving Item | C&I | M9476616147 | Non Moving Item | CONDUCTIVITY CELL,HACH,3727E2T | NO | 1 | 5900 | ZSPR | 2019-05-23 |  | 2414
1413 | Non Moving Item | C&I | M9476616149 | Non Moving Item | CONDUCT TRANSMITTER,ISC450G,YOKOGAWA | NO | 1 | 23600 | ZSPR | 2019-04-24 |  | 2443
1414 | Non Moving Item | C&I | M9476616150 | Non Moving Item | CONDUCTIVITY CELL,ISC40G-GG-T1-03 | NO | 1 | 5900 | ZSPR | 2019-04-24 |  | 2443
1415 | Non Moving Item | C&I | M9479056016 | Non Moving Item | AIR FILTR HOUSING,7505,DURAG,D-R290 | NO | 4 | 190222.24 | ZSPR | 2019-04-30 |  | 2437
1416 | Non Moving Item | C&I | M9479106014 | Non Moving Item | PURGE AIR BLOWER FOR DR281AV OPACITY MON | SET | 4 | 339682.52 | ZSPR | 2019-04-30 |  | 2437
1417 | Non Moving Item | C&I | M9479156080 | Non Moving Item | PWR SUPP;OPACITY MONIT#ES/1WRGDE77649300 | NO | 2 | 424800 | ZSPR | 2019-04-30 |  | 2437
1418 | Non Moving Item | C&I | M9479156137 | Non Moving Item | CONNECTOR PCB,804542,LAND,4500 MKIII | NO | 1 | 13012 | ZSPR | 2019-09-27 |  | 2287
1419 | Non Moving Item | C&I | M9479156140 | Non Moving Item | MAIN PCB,804320,LAND,OPACITY MONITOR | NO | 1 | 13012 | ZSPR | 2019-09-27 |  | 2287
1420 | Non Moving Item | C&I | M9479156141 | Non Moving Item | DETECTOR PCB,804319,LAND,OPACITY MONITOR | NO | 1 | 13012 | ZSPR | 2019-09-27 |  | 2287
1421 | Non Moving Item | C&I | M9479156148 | Non Moving Item | CONTROL UNIT,MCU-N,SICK | NO | 1 | 62741 | ZSPR | 2018-12-24 |  | 2564
1422 | Non Moving Item | C&I | M9479210013 | Non Moving Item | IMPULSE PIPE,OPACITY MONITOR | NO | 45 | 54392 | ZSPR | 2019-05-13 |  | 2424
1423 | Non Moving Item | C&I | M9479216013 | Non Moving Item | SET OF WEATHER PROTECTION COVER OPACITY | SET | 2 | 95111.12 | ZSPR | 2019-04-30 |  | 2437
1424 | Non Moving Item | C&I | M9479216014 | Non Moving Item | WELDING TUBE WITH ADJUSTING FLANGES(2 PI | SET | 4 | 33968.24 | ZSPR | 2019-04-30 |  | 2437
1425 | Non Moving Item | C&I | M9479256016 | Non Moving Item | D-R 290REFLECTOR-II ,OPACITY MON,DURAG | NO | 3 | 259941.52 | ZSPR | 2019-04-30 |  | 2437
1426 | Non Moving Item | C&I | M9479266014 | Non Moving Item | D-R 290AW REMOTE CU OPACITY,DURAG | NO | 3 | 266947.75 | ZSPR | 2019-04-30 |  | 2437
1427 | Non Moving Item | C&I | M9479386001 | Non Moving Item | PROTECTIVE HOOD FOR OPACITY MONITOR | NO | 2 | 61142.86 | ZSPR | 2019-04-30 |  | 2437
1428 | Non Moving Item | C&I | M9481000379 | Non Moving Item | PLUG PIN (CONTROL)-FOR ACTR-SA50A; AUMA | NO | 3 | 9136.66 | ZSPR | 2019-03-15 |  | 2483
1429 | Non Moving Item | C&I | M9481000391 | Non Moving Item | WORM SHAFT ASSY,AUMA,ACTUATOR,SA100 | NO | 4 | 141281.5 | ZSPR | 2019-03-15 |  | 2483
1430 | Non Moving Item | C&I | M9481016082 | Non Moving Item | MOTOR PINION,38,LIMITORQUE,ACTUATOR | NO | 6 | 16062.72 | ZSPR | 2019-01-04 |  | 2553
1431 | Non Moving Item | C&I | M9481018440 | Non Moving Item | MOTOR PINION,38,LIMITORQUE,L120-10 | NO | 5 | 9027.38 | ZSPR | 2019-01-04 |  | 2553
1432 | Non Moving Item | C&I | M9481018960 | Non Moving Item | ACTUATOR,ELE,415VAC,135NM,50MM,12RPM | NO | 2 | 42480 | ZSPR | 2018-05-15 |  | 2787
1433 | Non Moving Item | C&I | M9481018964 | Non Moving Item | INDUCTION MOTOR,LIMITORQUE,ACTUATOR | NO | 1 | 47440.2 | ZSPR | 2018-03-28 |  | 2835
1434 | Non Moving Item | C&I | M9481018975 | Non Moving Item | ACTUATOR,ELE,33.8RPM,SMB2-60/2 | NO | 1 | 1162217 | ZSPR | 2018-03-28 |  | 2835 | Critical item
1435 | Non Moving Item | C&I | M9481019055 | Non Moving Item | MOTOR PINION,LIMITORQUE,ACTUATOR,SMB02 | NO | 5 | 298847.24 | ZSPR | 2019-01-04 |  | 2553
1436 | Non Moving Item | C&I | M9481019129 | Non Moving Item | ACTUATOR,ELE,440VAC,240VAC,15-59NM,42RPM | NO | 1 | 332117.1 | ZSPR | 2018-03-28 |  | 2835 | Critical item
1437 | Non Moving Item | C&I | M9481019132 | Non Moving Item | ACTUATOR,ELE,0.8KW,L120-20 | NO | 1 | 766865 | ZSPR | 2019-03-19 |  | 2479
1438 | Non Moving Item | C&I | M9481019520 | Non Moving Item | WHEEL ADAPTER ASSY,100563,LIMITORQUE | NO | 1 | 1083 | ZSPR | 2019-03-08 |  | 2490
1439 | Non Moving Item | C&I | M9481050113 | Non Moving Item | OIL SEAL KIT,K200.369,AUMA,ACTUATOR | NO | 5 | 8219.75 | ZSPR | 2019-03-15 |  | 2483
1440 | Non Moving Item | C&I | M9481050225 | Non Moving Item | WORM SHAFT ASSY,21,AUMA,ACTUATOR,SA3 | NO | 5 | 60897.55 | ZSPR | 2019-03-15 |  | 2483
1441 | Non Moving Item | C&I | M9481056045 | Non Moving Item | COMPLETE ASSY,AUMA,ACTUATOR,SA50E90 | NO | 1 | 480984 | ZSPR | 2019-03-13 |  | 2485
1442 | Non Moving Item | C&I | M9481056177 | Non Moving Item | O' RING SET ACT SAR12A11 | NO | 3 | 8406.17 | ZSPR | 2019-03-15 | 2019-08-13 | 2332
1443 | Non Moving Item | C&I | M9481056353 | Non Moving Item | CIRCLIP SET FOR ACTR-SA25E125; AUMA | SET | 4 | 8769.49 | ZSPR | 2019-03-15 |  | 2483
1444 | Non Moving Item | C&I | M9481056396 | Non Moving Item | ACTUATOR,ELE,SA6E45F10,AUMA | NO | 2 | 113632 | ZSPR | 2018-04-25 |  | 2807
1445 | Non Moving Item | C&I | M9481056473 | Non Moving Item | ACTUATOR,ELE,SA12F10E,AUMA | NO | 2 | 36000 | ZSPR | 2017-11-15 |  | 2968
1446 | Non Moving Item | C&I | M9481056474 | Non Moving Item | ACTUATOR,ELE,SA15F10E,AUMA | NO | 1 | 18000 | ZSPR | 2017-11-15 |  | 2968
1447 | Non Moving Item | C&I | M9481056475 | Non Moving Item | ACTUATOR,ELE,SA6F10E,AUMA | NO | 2 | 36000 | ZSPR | 2017-11-15 |  | 2968
1448 | Non Moving Item | C&I | M9481056476 | Non Moving Item | ACTUATOR,ELE,SA25F14E,AUMA | NO | 1 | 18000 | ZSPR | 2017-11-15 |  | 2968
1449 | Non Moving Item | C&I | M9481059122 | Non Moving Item | OIL SEAL,K200.370,AUMA,ACTUATOR,SA12E45 | NO | 5 | 8219.75 | ZSPR | 2019-03-15 |  | 2483
1450 | Non Moving Item | C&I | M9481059159 | Non Moving Item | AC MOTOR 7.5KW/2800 RPM FOR SA100A90 ACT | NO | 2 | 112782.19 | ZSPR | 2019-03-15 |  | 2483
1451 | Non Moving Item | C&I | M9481059191 | Non Moving Item | OIL SEAL SET FOR SA25A32. | MM2 | 4 | 10718.93 | ZSPR | 2019-03-15 |  | 2483
1452 | Non Moving Item | C&I | M9481059238 | Non Moving Item | O-RING SET FOR SA100 . | NO | 2 | 10962.37 | ZSPR | 2019-03-15 | 2019-08-13 | 2332
1453 | Non Moving Item | C&I | M9481059244 | Non Moving Item | LIMIT SWITCH DRIVE ASSLY FOR SA100. | NO | 3 | 145270.66 | ZSPR | 2019-03-15 |  | 2483
1454 | Non Moving Item | C&I | M9481059265 | Non Moving Item | OIL SEAL SET FOR SA100 TYPE AUMA ACT. | SET | 3 | 9136.66 | ZSPR | 2019-03-15 |  | 2483
1455 | Non Moving Item | C&I | M9481059372 | Non Moving Item | LIMIT SW.DRIVE ASSY;AUMA#SA12E;ST2 | NO | 5 | 10961.36 | ZSPR | 2019-03-15 |  | 2483
1456 | Non Moving Item | C&I | M9481059379N | Non Moving Item | ACTR,ELE: SA30A32,415VAC,110V,32RPM,BTM | NO | 1 | 381728 | ZSPR | 2019-03-29 |  | 2469
1457 | Non Moving Item | C&I | M9481059495 | Non Moving Item | CIRCLIP KIT,K200.373,AUMA,ACTUATOR | NO | 5 | 7306.9 | ZSPR | 2019-03-15 |  | 2483
1458 | Non Moving Item | C&I | M9481059678N | Non Moving Item | ACTUATOR,ELE,LR,SA6E180/GS160,AUMA | NO | 1 | 83052.77 | ZSPR | 2019-02-01 |  | 2525
1459 | Non Moving Item | C&I | M9481127006N | Non Moving Item | ACTUATOR,ELE,L120-20,LIMITORQUE | NO | 1 | 121755.54 | ZSPR | 2019-02-14 |  | 2512
1460 | Non Moving Item | C&I | M9481291055 | Non Moving Item | SCRAPER,ACT-135-4&2,PRECISION PROCESS | NO | 2 | 122.32 | ZSPR | 2018-12-14 |  | 2574
1461 | Non Moving Item | C&I | M9481291170 | Non Moving Item | OIL SEAL,ACT-135-1&34,PRECISION PROCESS | NO | 2 | 122.32 | ZSPR | 2018-12-14 |  | 2574
1462 | Non Moving Item | C&I | M9481291171 | Non Moving Item | OIL SEAL,ACT-135-1&37,PRECISION PROCESS | NO | 2 | 122.36 | ZSPR | 2018-12-14 |  | 2574
1463 | Non Moving Item | C&I | M9481306016 | Non Moving Item | CONTROL UNIT,ROTORK CONTROLS,ACTUATOR | NO | 1 | 528.63 | ZSPR | 2019-02-14 |  | 2512
1464 | Non Moving Item | C&I | M9481306029 | Non Moving Item | FEEDBACK TRANSMITTER,ROTORK,ACTUATOR | NO | 1 | 128940 | ZSPR | 2019-03-11 | 2019-03-15 | 2483
1465 | Non Moving Item | C&I | M9481306871 | Non Moving Item | ACTUATOR,ELE,12RPM,KL30F10A,ROTORK | NO | 2 | 42480 | ZSPR | 2018-05-15 |  | 2787
1466 | Non Moving Item | C&I | M9481416034 | Non Moving Item | LIMIT SW DRIVE ASSSA25/SA30 | NO | 1 | 2191.88 | ZSPR | 2019-03-15 |  | 2483
1467 | Non Moving Item | C&I | M9481416131 | Non Moving Item | O'RING KIT COMPLETE SA25/SA30 | NO | 2 | 7794.76 | ZSPR | 2019-03-15 | 2019-08-13 | 2332
1468 | Non Moving Item | C&I | M9481560814 | Non Moving Item | O-RING KIT,AUMA SA6A22 | NO | 3 | 8405.36 | ZSPR | 2019-03-15 |  | 2483
1469 | Non Moving Item | C&I | M9481563910 | Non Moving Item | HANDWHEEL RETAINER RING,AUMA SA25A32 | NO | 3 | 914.88 | ZSPR | 2019-03-15 |  | 2483
1470 | Non Moving Item | C&I | M9481721086 | Non Moving Item | LIMIT SWITCH BRACKET,21931,ACTUATOR | NO | 2 | 2561 | ZSPR | 2018-07-04 |  | 2737
1471 | Non Moving Item | C&I | M9481721094 | Non Moving Item | ACTUATOR,ELE,LINEAR,270MM,TM-1 | NO | 1 | 87548 | ZSPR | 2019-11-25 |  | 2228
1472 | Non Moving Item | C&I | M9485020189 | Non Moving Item | SWITCH,TEMP,(-73)-(+205)DEG.C,125VDC | NO | 2 | 11939 | ZSPR | 2019-05-13 |  | 2424
1473 | Non Moving Item | C&I | M9485186002 | Non Moving Item | CABLE,COPPER,12P,0.5MM2,225V | M | 62 | 62081.7 | ZSPR | 2019-07-30 |  | 2346
1474 | Non Moving Item | C&I | M9488406208 | Non Moving Item | POWER SUPPLY UNIT,SCHRACK-SECONET,B5-PSU | NO | 3 | 177556.89 | ZSPR | 2019-03-27 |  | 2471
1475 | Non Moving Item | C&I | M9488406210 | Non Moving Item | RELAY MODULE,BX-REL4,SCHRACK-SECONET | NO | 6 | 30710.97 | ZSPR | 2018-05-05 | 2018-12-13 | 2575
1476 | Non Moving Item | C&I | M9488406233 | Non Moving Item | NETWORK MODULE,SCHRACK-SECONET | NO | 3 | 126045.59 | ZSPR | 2019-03-27 |  | 2471
1477 | Non Moving Item | C&I | M9488996011 | Non Moving Item | INST.CABLE -4PX 0.5 SQ.MM, FDP, STG-II | M | 343 | 276171.48 | ZSPR | 2019-07-30 |  | 2346
1478 | Non Moving Item | C&I | M9490106013 | Non Moving Item | MOTHER BOARD,BHEL,ASLD,BHELSONIC-BS10 | NO | 1 | 33236 | ZSPR | 2019-03-29 |  | 2469
1479 | Non Moving Item | C&I | M9491036005 | Non Moving Item | MANOMETER,0MMWCL,5000MMWCL | NO | 4 | 2120 | ZSPR | 2019-04-04 |  | 2463
1480 | Non Moving Item | C&I | M9491046002 | Non Moving Item | SENSOR,TEMP,RTD,PT-100 | NO | 9 | 23017.69 | ZSPR | 2019-04-04 |  | 2463
1481 | Non Moving Item | C&I | M9491136005 | Non Moving Item | RESERVOIR COVER,YR580,DEAD WEIGHT TESTER | NO | 1 | 10314.67 | ZSPR | 2019-04-04 |  | 2463
1482 | Non Moving Item | C&I | M9491136017 | Non Moving Item | SEAL KIT,DH BUDENBERG,DEAD WEIGHT TESTER | NO | 1 | 10314.67 | ZSPR | 2019-04-04 |  | 2463
1483 | Non Moving Item | C&I | M9491416001 | Non Moving Item | THERMOMETER,0-50DEG.C | NO | 10 | 40726.5 | ZSPR | 2019-04-04 |  | 2463
1484 | Non Moving Item | C&I | M9491416002 | Non Moving Item | THERMOMETER,50-100DEG.C | NO | 2 | 9378.8 | ZSPR | 2019-04-04 |  | 2463
1485 | Non Moving Item | C&I | M9491576029 | Non Moving Item | SOLDERING IRON,230VAC,65W | NO | 1 | 124.83 | ZSPR | 2019-04-06 |  | 2461
1486 | Non Moving Item | C&I | M9491786002 | Non Moving Item | MANOMETER,U TUBE,0MM,500MM | NO | 2 | 8453.2 | ZSPR | 2019-04-04 |  | 2463
1487 | Non Moving Item | C&I | M9491786003 | Non Moving Item | MANOMETER,U TUBE,1M | NO | 1 | 2401 | ZSPR | 2019-04-04 |  | 2463
1488 | Non Moving Item | C&I | M9491916002 | Non Moving Item | PITOT TUBE,F/DIRTY AIR FLOW,20-90TPH | NO | 1 | 13909 | ZSPR | 2019-04-04 |  | 2463
1489 | Non Moving Item | C&I | M9492050065 | Non Moving Item | CONNECTOR,MNPTXTUBE,IS319-1,1X1IN,BRASS | NO | 8 | 101128 | ZSPR | 2019-02-27 |  | 2499
1490 | Non Moving Item | C&I | M9492056114 | Non Moving Item | TEE,BRASS,1/4IN,W/OLIVES AND NUTS | NO | 10 | 472.5 | ZSPR | 2019-04-04 |  | 2463
1491 | Non Moving Item | C&I | M9492056119 | Non Moving Item | NUT,NPT,1/4IN,BRASS,IS319-1 | NO | 24 | 68328 | ZSPR | 2019-02-27 |  | 2499
1492 | Non Moving Item | C&I | M9492056244 | Non Moving Item | ADAPTER,BRASS,BSPMXBSPM,1/2X3/4IN | NO | 3 | 23181 | ZOTH | 2019-11-13 |  | 2240
1493 | Non Moving Item | C&I | M9492056247 | Non Moving Item | ADAPTER,BRASS,BSPFXFNPT,1/2IN | NO | 4 | 3743 | ZSPR | 2019-03-08 |  | 2490
1494 | Non Moving Item | C&I | M9492232018 | Non Moving Item | HOSE,WIRE BRAIDED,3/8INBSP,AIR,1.5M | NO | 17 | 11781.01 | ZSPR | 2019-04-04 |  | 2463
1495 | Non Moving Item | C&I | M9492235822 | Non Moving Item | HOSE,WIRE BRAIDED,SYN RBR,3/8INBSP-M,AIR | NO | 4 | 700 | ZSPR | 2019-04-11 |  | 2456
1496 | Non Moving Item | C&I | M9492350113 | Non Moving Item | DRAIN POT,9C11 80,INSTRUMENT | NO | 1 | 1563 | ZSPR | 2018-12-26 |  | 2562
1497 | Non Moving Item | C&I | M9492556041 | Non Moving Item | UNION,ELBOW,SS316,200BAR,1/2IN | NO | 6 | 2124 | ZSPR | 2019-05-13 |  | 2424
1498 | Non Moving Item | C&I | M9492556078 | Non Moving Item | CONNECTOR,QUICK DISCONNECT,MNPT,SS304 | NO | 29 | 42213 | ZSPR | 2018-12-24 |  | 2564
1499 | Non Moving Item | C&I | M9492556149 | Non Moving Item | COUPLING,BULKHEAD,FNPTXBSP-F,SS316 | NO | 2 | 2780 | ZSPR | 2018-12-26 |  | 2562
1500 | Non Moving Item | C&I | M9492556150 | Non Moving Item | COUPLING,BULKHEAD,FNPTXBSP-F,SS316 | NO | 1 | 1390 | ZSPR | 2018-12-26 |  | 2562
1501 | Non Moving Item | C&I | M9492556163 | Non Moving Item | REDUCER(M42FX2)X3/4" ASTM A105 | NO | 14 | 60494 | ZSPR | 2019-02-27 |  | 2499
1502 | Non Moving Item | C&I | M9492556164 | Non Moving Item | REDUCER(M42FX2)X3/4"NB ASTM A182 F22 | NO | 3 | 25470 | ZSPR | 2019-02-27 |  | 2499
1503 | Non Moving Item | C&I | M9492556171 | Non Moving Item | TEE,UNEQUAL,SW,SS,A182-F22,#3000 | NO | 3 | 6289.76 | ZSPR | 2019-11-13 |  | 2240
1504 | Non Moving Item | C&I | M9492556240 | Non Moving Item | CAP,ROUND,BSP(F),1IN,SS316 | NO | 10 | 13900 | ZSPR | 2018-12-24 |  | 2564
1505 | Non Moving Item | C&I | M9492556241 | Non Moving Item | PLUG,MNPT,SS,3000PSI,1/2IN | NO | 7 | 7595 | ZSPR | 2018-12-24 |  | 2564
1506 | Non Moving Item | C&I | M9492556242 | Non Moving Item | COUPLET,1/2IN FNPT,SS316 | NO | 36 | 50040 | ZSPR | 2018-12-24 |  | 2564
1507 | Non Moving Item | C&I | M9492556263 | Non Moving Item | CONNECTOR,BSP,SS316,1/2INXM20X1.5MM | NO | 2 | 2166 | ZSPR | 2019-03-12 |  | 2486
1508 | Non Moving Item | C&I | M9492556266 | Non Moving Item | CONNECTOR,MNPTXTUBE,1/4INXM20X1.5MM | NO | 4 | 4333 | ZSPR | 2019-03-12 |  | 2486
1509 | Non Moving Item | C&I | M9492556279 | Non Moving Item | TEE,EQUAL,FNPTXFNPT,SS,1/2X1/2IN | NO | 22 | 30580 | ZSPR | 2018-12-24 |  | 2564
1510 | Non Moving Item | C&I | M9492696012 | Non Moving Item | VALVE,2 WAY MANIFOLD,SS,0-6KG/CM2 | NO | 4 | 117617 | ZSPR | 2019-05-13 |  | 2424
1511 | Non Moving Item | C&I | M9492696023 | Non Moving Item | VALVE,2-WAY MANIFOLD,SS316,1/2IN NPT-F | NO | 1 | 1083 | ZSPR | 2019-03-08 |  | 2490
1512 | Non Moving Item | C&I | M9492700011 | Non Moving Item | VALVE,2-WAY MANIFOLD,NPTF,SS316,550MM | NO | 1 | 2950 | ZSPR | 2019-10-18 |  | 2266
1513 | Non Moving Item | C&I | M9492706004 | Non Moving Item | VALVE,3WAY MANIFOLD,SS316,4500PSI | NO | 5 | 4200.84 | ZSPR | 2018-07-27 | 2019-09-04 | 2310
1514 | Non Moving Item | C&I | M9492706009 | Non Moving Item | VALVE,3WAY MANIFOLD,SS316,3000PSI | NO | 2 | 106578 | ZSPR | 2019-03-29 |  | 2469
1515 | Non Moving Item | C&I | M9492756016 | Non Moving Item | VALVE,5-WAY MAINFOLD,SS | NO | 2 | 67300 | ZSPR | 2018-12-14 |  | 2574
1516 | Non Moving Item | C&I | M9492756031 | Non Moving Item | VALVE,5WAY MANIFOLD,1/2NPT-FIN,3000LB | NO | 3 | 3250 | ZSPR | 2019-03-08 |  | 2490
1517 | Non Moving Item | C&I | M9494326067 | Non Moving Item | SMART E/P POSITIONER,BRAY CONTROLS | NO | 1 | 23600 | ZSPR | 2019-04-24 |  | 2443
1518 | Non Moving Item | C&I | M9494506142 | Non Moving Item | GAUGE,PRES,0TO9KG/SQMM,BOURDEN | NO | 4 | 10908 | ZSPR | 2019-03-12 |  | 2486
1519 | Non Moving Item | C&I | M9494506355 | Non Moving Item | BOILER TUBE MTM L=16 MR DIA = 8 MM | NO | 3 | 45186 | ZSPR | 2019-02-27 |  | 2499
1520 | Non Moving Item | C&I | M9494506779 | Non Moving Item | SWITCH,PRES,0.3-1.5BARG,THYSSENCRUPP | NO | 1 | 5664 | ZSPR | 2019-05-13 |  | 2424
1521 | Non Moving Item | C&I | M9494506783 | Non Moving Item | SWITCH,PRES,DIFF,1819815,HERION | NO | 1 | 33689 | ZSPR | 2018-12-14 |  | 2574
1522 | Non Moving Item | C&I | M9494506816 | Non Moving Item | XMTR,FLOW,DP,4-20MADC,0-2BAR | NO | 3 | 1239 | ZSPR | 2018-11-29 | 2019-04-05 | 2462
1523 | Non Moving Item | C&I | M9494506856 | Non Moving Item | SWITCH,LMT,ROLLER LEVER,1NO+1NC,IP67 | NO | 2 | 1171 | ZSPR | 2018-12-14 |  | 2574
1524 | Non Moving Item | C&I | M9494507034 | Non Moving Item | ILLUMINATED BENCH TOP MAGNIFIER | NO | 1 | 7080 | ZSPR | 2019-11-21 |  | 2232
1525 | Non Moving Item | C&I | M9494526001 | Non Moving Item | ROTAMETER,PURGE,SS304,4-40LPM | NO | 26 | 36140 | ZSPR | 2018-12-24 |  | 2564
1526 | Non Moving Item | C&I | M9494556030N | Non Moving Item | DIRECTION MONITOR,TIP6901200070,S&S | NO | 2 | 295000 | ZSPR | 2019-10-10 |  | 2274
1527 | Non Moving Item | C&I | M9494606023 | Non Moving Item | PROXIMITY PICKUP,INDUCTIVE,TAP,10-30VDC | NO | 3 | 3442.78 | ZSPR | 2019-04-04 |  | 2463
1528 | Non Moving Item | C&I | M9494606024 | Non Moving Item | SWITCH,PROXIMITY,10-30VDC,400MA,TAP | NO | 18 | 20701.06 | ZSPR | 2019-04-04 |  | 2463
1529 | Non Moving Item | C&I | M9494686170 | Non Moving Item | FUSE,5A | NO | 20 | 4895 | ZSPR | 2019-10-18 |  | 2266
1530 | Non Moving Item | C&I | M9494806224 | Non Moving Item | LAMP,LED,INDICATING,110VAC,AMBER,TEKNIC | NO | 20 | 16800 | ZSPR | 2019-03-19 |  | 2479
1531 | Non Moving Item | C&I | M9494806229 | Non Moving Item | LAMP,LED,INDICATING,AMBER | NO | 19 | 7505 | ZSPR | 2019-02-21 |  | 2505
1532 | Non Moving Item | C&I | M9497176004 | Non Moving Item | TFT COLOUR MONITOR | NO | 2 | 112473.33 | ZSPR | 2019-02-07 |  | 2519
1533 | Non Moving Item | C&I | M9497280001 | Non Moving Item | REPEATER,CCTV,RS-485-RS-485 | NO | 4 | 27772 | ZSPR | 2018-07-31 |  | 2710 | Critical item
1534 | Non Moving Item | C&I | M9501746005 | Non Moving Item | ACTV BUS MOD,6ES7195-7HB00-0XA0,SIEMENS | NO | 20 | 7382061.09 | ZSPR | 2019-10-18 |  | 2266
1535 | Non Moving Item | C&I | M9502056001 | Non Moving Item | ANALOG I/O MOD,1762-IF4,ROCKWELL | NO | 4 | 79065 | ZSPR | 2020-01-22 |  | 2170
1536 | Non Moving Item | C&I | M9502746043N | Non Moving Item | ANALOG I/P C/L MDL: 6ES7331-7NF10-0AB0 | NO | 18 | 4528672.54 | ZSPR | 2019-10-18 | 2019-10-22 | 2262 | Critical item
1537 | Non Moving Item | C&I | M9504746013N | Non Moving Item | ANALOG OUTPUT MODULE,6ES7332-5HF00-0AB0 | NO | 6 | 2005269.54 | ZSPR | 2019-10-18 | 2019-10-22 | 2262 | Critical item
1538 | Non Moving Item | C&I | M9506746011 | Non Moving Item | BUS UNIT,6ES7195-7HC00-0XA0,SIEMENS | NO | 4 | 1494385.53 | ZSPR | 2019-10-18 |  | 2266
1539 | Non Moving Item | C&I | M9513056007 | Non Moving Item | ETHERNET-TAP MODULE,1783-ETAP1F | NO | 1 | 26563 | ZSPR | 2020-01-22 |  | 2170
1540 | Non Moving Item | C&I | M9514276003 | Non Moving Item | D-TYPE CONNECTOR,GE FANUC,9PIN | NO | 10 | 5900 | ZSPR | 2019-01-25 |  | 2532
1541 | Non Moving Item | C&I | M9514406011 | Non Moving Item | TERM CONN KIT,AS-MBKT-185,XQ98061 | NO | 4 | 1476412.54 | ZSPR | 2019-10-18 |  | 2266
1542 | Non Moving Item | C&I | M9515486018 | Non Moving Item | OPT FIBRE PATCH CORD,DA0659444143 | NO | 5 | 1500 | ZSPR | 2018-01-24 |  | 2898
1543 | Non Moving Item | C&I | M9515486030 | Non Moving Item | RIBBON CABLE,D59450002901,BHEL | NO | 1 | 3500 | ZSPR | 2018-09-06 |  | 2673 | Critical item
1544 | Non Moving Item | C&I | M9515486037 | Non Moving Item | ETH CABLE,CAT-5E,DA0659442639,BHEL | NO | 1 | 192280.01 | ZSPR | 2019-10-18 |  | 2266
1545 | Non Moving Item | C&I | M9515991013 | Non Moving Item | INTERCONN CABLE,D59450003201,ELESTA | NO | 2 | 151 | ZSPR | 2019-08-07 |  | 2338 | Critical item
1546 | Non Moving Item | C&I | M9520746010N | Non Moving Item | DIGITAL INPUT MODULE,6ES73211BL000AA0 | NO | 4 | 1494385.53 | ZSPR | 2019-10-18 |  | 2266 | Critical item
1547 | Non Moving Item | C&I | M9520746036 | Non Moving Item | DIGITAL I/O MODULE: 6ES7323-1BL00-0AA0; | NO | 16 | 4928377.16 | ZSPR | 2019-10-18 | 2019-10-22 | 2262 | Critical item
1548 | Non Moving Item | C&I | M9523746012 | Non Moving Item | DO MODULE,6ES73221BL000AA0,SIEMENS | NO | 3 | 1107309.4 | ZSPR | 2019-10-18 | 2019-10-22 | 2262 | Critical item
1549 | Non Moving Item | C&I | M9531226002 | Non Moving Item | FAST ETHERNET SWITCH,D-LINK,16PORT | NO | 4 | 67588 | ZSPR | 2018-09-22 |  | 2657 | Critical item
1550 | Non Moving Item | C&I | M9531756001 | Non Moving Item | ETHERNET SWITCH,DA0659448289,CISCO | NO | 4 | 109000 | ZSPR | 2018-08-08 |  | 2702 | Critical item
1551 | Non Moving Item | C&I | M9532256004 | Non Moving Item | DC FAN ASSY,3620631911,DELTA,DVS-6778R7 | NO | 8 | 2944 | ZSPR | 2019-08-07 |  | 2338
1552 | Non Moving Item | C&I | M9532256006 | Non Moving Item | DC FAN ASSY,AFB1212L-4L1C,DELTA | NO | 10 | 25826.94 | ZSPR | 2019-05-23 | 2019-12-24 | 2199
1553 | Non Moving Item | C&I | M9532256010 | Non Moving Item | DC FAN ASSY,BFB0712LD-R00L400,DELTA | NO | 16 | 92661.77 | ZSPR | 2019-05-23 |  | 2414
1554 | Non Moving Item | C&I | M9532256011 | Non Moving Item | DC FAN ASSY,AFB1212H-SM09L250,DELTA | NO | 16 | 62642.84 | ZSPR | 2019-05-23 |  | 2414
1555 | Non Moving Item | C&I | M9532256012 | Non Moving Item | DC FAN ASSY,AFB0812MB-R00L312,DELTA | NO | 16 | 47095.88 | ZSPR | 2019-05-23 |  | 2414
1556 | Non Moving Item | C&I | M9532276008 | Non Moving Item | AXIAL COOLING FAN,FA23/2528-S3,CHHABI | NO | 2 | 8260 | ZSPR | 2019-01-25 |  | 2532
1557 | Non Moving Item | C&I | M9532276010 | Non Moving Item | PANEL COOLING FAN,GE FANUC,DAS,240VAC | NO | 5 | 850 | ZSPR | 2018-08-09 | 2019-01-25 | 2532
1558 | Non Moving Item | C&I | M9541001001 | Non Moving Item | ETHERNET SWITCH,943824001,HIRSCHMANN | NO | 2 | 151992 | ZSPR | 2018-09-06 |  | 2673 | Critical item
1559 | Non Moving Item | C&I | M9541746005 | Non Moving Item | SCALANCE X104-2,UM SW,6GK5104-2BB00-2AA3 | NO | 2 | 738205.48 | ZSPR | 2019-10-19 |  | 2265
1560 | Non Moving Item | C&I | M9541746009 | Non Moving Item | ETHERNET SWITCH,6GK5310-0FA00-2AA3 | NO | 2 | 747191.57 | ZSPR | 2019-10-19 |  | 2265
1561 | Non Moving Item | C&I | M9551146050 | Non Moving Item | DUST FILTER,R9842800,BARCO,DCS | NO | 38 | 3147046 | ZSPR | 2019-08-07 |  | 2338
1562 | Non Moving Item | C&I | M9551146089 | Non Moving Item | INPUT CARD,E345219-142 DVI-2,BARCO | NO | 4 | 16384 | ZSPR | 2019-08-07 |  | 2338
1563 | Non Moving Item | C&I | M9551266010 | Non Moving Item | VIDEO BOARD ASSY,DVS-6778R7,DELTA | NO | 4 | 16380 | ZSPR | 2019-08-07 |  | 2338
1564 | Non Moving Item | C&I | M9551266042 | Non Moving Item | FAN CONTROL BRD ASSY,DELTA,DVS-6770R9IA | NO | 3 | 54237.93 | ZSPR | 2019-05-23 |  | 2414
1565 | Non Moving Item | C&I | M9551486007 | Non Moving Item | GRAPHIC I/P MOD,BHEL,F/LVS | NO | 4 | 16384 | ZSPR | 2019-08-07 |  | 2338
1566 | Non Moving Item | C&I | M9554001002 | Non Moving Item | TIMER SERVER,MOBATIME | NO | 1 | 369103.13 | ZSPR | 2019-10-19 |  | 2265
1567 | Non Moving Item | C&I | M9554690076 | Non Moving Item | SIGNAL CONDITIONER,SG15-045,RS232 | NO | 2 | 2360 | ZSPR | 2019-08-07 |  | 2338
1568 | Non Moving Item | C&I | M9554690086 | Non Moving Item | CPU-PCB,SG15-043,MASTER SLAVE CLOCK SYS | NO | 2 | 2360 | ZSPR | 2019-08-07 |  | 2338
1569 | Non Moving Item | C&I | M9554690087 | Non Moving Item | D-CONNECTOR,SBG03-03-13,9PIN | NO | 2 | 2360 | ZSPR | 2019-08-07 |  | 2338
1570 | Non Moving Item | C&I | M9554696014 | Non Moving Item | SIGNAL CONDITIONER PULSE PCB,SERTEL | NO | 2 | 2360 | ZSPR | 2019-08-07 |  | 2338
1571 | Non Moving Item | C&I | M9554696049 | Non Moving Item | PCB,SG15-044,SIGNAL CONDITIONER,IRIG-B | NO | 6 | 7080 | ZOTS | 2019-08-07 |  | 2338
1572 | Non Moving Item | C&I | M9554696082 | Non Moving Item | SLAVE DRIVE PCB,SG15-084,SERTEL | NO | 2 | 2360 | ZSPR | 2019-08-07 |  | 2338
1573 | Non Moving Item | C&I | M9554696084 | Non Moving Item | SIGNAL CONDITIONER,T-SC-300-PULSE,SERTEL | NO | 4 | 4720 | ZSPR | 2019-08-07 |  | 2338
1574 | Non Moving Item | C&I | M9554696085 | Non Moving Item | SIGNAL CONDITIONER,T-SC-300-NTP/SNTP | NO | 2 | 2360 | ZSPR | 2019-08-07 |  | 2338
1575 | Non Moving Item | C&I | M9554696092 | Non Moving Item | SLAVE SMPS,SERTEL,SG-15-PS1-V2 | NO | 8 | 9440 | ZSPR | 2019-08-07 |  | 2338
1576 | Non Moving Item | C&I | M9554700002 | Non Moving Item | SMPS PCB,SANDS,SI/020/006/12,230/24V | NO | 2 | 2360 | ZSPR | 2019-08-07 |  | 2338
1577 | Non Moving Item | C&I | M9556746038 | Non Moving Item | MEMORY CARD: 6ES7953-8LL31-0AA0; SIEMENS | NO | 4 | 1476412.54 | ZSPR | 2019-10-18 |  | 2266
1578 | Non Moving Item | C&I | M9557016082N | Non Moving Item | CONFIG I/O MODULE,DC523,ABB | NO | 3 | 3540 | ZSPR | 2019-01-25 | 2019-02-05 | 2521
1579 | Non Moving Item | C&I | M9557056029 | Non Moving Item | ANALOG COMBO MODULE,1762-IF2XOF2 | NO | 2 | 39532 | ZSPR | 2020-01-22 |  | 2170
1580 | Non Moving Item | C&I | M9557746113 | Non Moving Item | SYNC SUB MODULE-V6,6ES7960-1AA06-0XA0 | NO | 5 | 1845515.67 | ZSPR | 2019-10-19 |  | 2265
1581 | Non Moving Item | C&I | M9562056004 | Non Moving Item | DISPLAY UNIT,2711R-T4T,PANEL VIEW 800 | NO | 2 | 42709 | ZSPR | 2020-01-22 |  | 2170 | Critical item
1582 | Non Moving Item | C&I | M9562746025 | Non Moving Item | COUPLING RELAY,1VYN401056-001,ABB,24V | NO | 4 | 9664 | ZSPR | 2019-08-07 |  | 2338
1583 | Non Moving Item | C&I | M9565746010N | Non Moving Item | POWER SUPPLY,6ES74050DA010AAO,SIEMENS | NO | 3 | 1107309.4 | ZSPR | 2019-10-18 | 2020-01-07 | 2185 | Critical item
1584 | Non Moving Item | C&I | M9567056009 | Non Moving Item | PLC PROCESSOR,1769-L30ER,ROCKWELL | NO | 1 | 123458 | ZSPR | 2020-01-22 |  | 2170 | Critical item
1585 | Non Moving Item | C&I | M9567056010 | Non Moving Item | PLC CONTROLLER,1756-L71,ROCKWELL | NO | 1 | 274035 | ZSPR | 2020-01-22 |  | 2170
1586 | Non Moving Item | C&I | M9569486001 | Non Moving Item | ETH CONNECTOR/CABLE,DA0659443430,BHEL | NO | 2 | 2111.39 | ZSPR | 2018-09-06 | 2019-02-13 | 2513 | Critical item
1587 | Non Moving Item | C&I | M9571056001 | Non Moving Item | RTD INPUT MODULE,1762-IR4,ALLEN BRADLEY | NO | 4 | 109867 | ZSPR | 2020-01-22 |  | 2170
1588 | Non Moving Item | C&I | M9571746002 | Non Moving Item | RTD INPUT MODULE,6ES7331-7PF01-0AB0 | NO | 13 | 4109450.56 | ZSPR | 2019-10-18 | 2019-10-22 | 2262 | Critical item
1589 | Non Moving Item | C&I | M9589056003 | Non Moving Item | T/C INPUT MODULE,1756IT6I2,ALLEN BRADLEY | NO | 2 | 298953 | ZSPR | 2020-01-22 |  | 2170
1590 | Non Moving Item | C&I | M9803106012 | Non Moving Item | FIREWALL,ASA5505-VO3,CISCO,SIMULATOR | NO | 2 | 59000 | ZSPR | 2018-09-22 |  | 2657 | Critical item
1591 | Non Moving Item | C&I | M9804106005 | Non Moving Item | O/P ISOLATOR SWITCH,SIMULATOR | NO | 10 | 41060 | ZSPR | 2019-08-07 |  | 2338
1592 | Non Moving Item | C&I | M9805070016 | Non Moving Item | AMMETER,UCB,SIMULATOR | NO | 1 | 3146 | ZOTS | 2019-08-08 |  | 2337
1593 | Non Moving Item | C&I | M9805070045 | Non Moving Item | VOLTMETER,SIMULATOR | NO | 1 | 3146 | ZOTS | 2019-08-08 |  | 2337
1594 |  | Chemistry | T2293963361 |  | STEEL WIRE ROPE SLING 36MM 12 METRE RHOL | NO | 8 | 124891 | ZTLS | 2019-06-25 | 2020-03-04 | 2128 | This material code does not belongs to Chemistry
1595 | Non Moving Item | Chemistry | M5740116106 | Non Moving Item | ROUND HEAD SCREW,N-290,CAPITAL CONTROLS | NO | 34 | 3560 | ZSPR | 2019-05-23 |  | 2414 | This material code does not belongs to Chemistry
1789 | Non Moving Item | CHP | M2090041800N | Non Moving Item | COMP ASSY,ELECON,COUPLING,ED-4500 | NO | 3 | 462622.17 | ZSPR | 2018-09-04 |  | 2675 | Critical item
1819 | Non Moving Item | CHP | M5503451052 | Non Moving Item | RACK SEGMENT,TP9543/2,ELECON | SET | 12 | 409550.96 | ZSPR | 2018-09-11 |  | 2668 | Critical item
1693 |  | CHP | M2052227441 |  | SHRINK DISC,ELECON,GEAR BOX,PWD-18 | NO | 2 | 392623.6 | ZSPR | 2020-09-03 |  | 1945
1677 |  | CHP | M2041280167 |  | SCOOP ACTUATOR,102A,FLUIDOMAT,COUPLING | NO | 2 | 364867.97 | ZSPR | 2020-08-10 |  | 1969
1858 | Non Moving Item | CHP | M5522716061 | Non Moving Item | CIRCLIP BOOM,ELECON,ASK250 | NO | 1 | 329220 | ZSPR | 2018-09-07 |  | 2672 | Critical item
1786 | Non Moving Item | CHP | M2041280352 | Non Moving Item | SCOOP TUBE ASSY,FLUIDOMAT,SC-14 | NO | 1 | 308652 | ZSPR | 2019-04-22 |  | 2445
1790 | Non Moving Item | CHP | M2090042400N | Non Moving Item | COMP ASSY,ELECON,COUPLING,ED-25200 | NO | 2 | 308430.76 | ZSPR | 2018-09-04 |  | 2675 | Critical item
2111 | Non Moving Item | chp | M2058042007N | Non Moving Item | GEAR COUPLING-ED3200 COMPLETE UNIT | NO | 2 | 308430.76 | ZSPR | 2018-09-04 |  | 2675 | Critical item
1884 | Non Moving Item | CHP | M1101091247 | Non Moving Item | OIL,CRANKCASE,SERVO SUPER,SAE20W40 | L | 1890 | 308427.07 | ZO&L | 2018-08-14 | 2019-03-27 | 2471
1832 | Non Moving Item | CHP | M5503587003 | Non Moving Item | WM:315-317:HPU:HYDRAULIC GEAR PUMP | NO | 1 | 295000 | ZSPR | 2018-09-06 |  | 2673 | Critical item
1814 | Non Moving Item | CHP | M5501176033 | Non Moving Item | NUT DISC CLAMPING,7-M02081/3,ELECON | NO | 3 | 290723.38 | ZSPR | 2019-08-23 |  | 2322
1778 | Non Moving Item | CHP | M2041280306 | Non Moving Item | INPUT SHAFT,FLUIDOMAT,COUPLING,SC-14 | NO | 1 | 288238 | ZSPR | 2019-04-22 |  | 2445
1601 |  | CHP | M2041161102 |  | IMPELLER,ELECON,COUPLING,ESC-584 | NO | 2 | 262637.28 | ZSPR | 2020-09-12 | 2020-10-27 | 1891
1690 |  | CHP | M2052227404 |  | INTERMEDIATE PINION,ELECON,GEAR BOX | NO | 1 | 259196.61 | ZSPR | 2020-09-03 |  | 1945
1839 | Non Moving Item | CHP | M5507246206 | Non Moving Item | BELT,CONVEYOR,NN,FR,1200MM,500KN/M/4,5MM | M | 74 | 258707.06 | ZSPR | 2019-04-20 |  | 2447 | Critical item
1683 |  | CHP | M2052201809N |  | O/P SHAFT,ELECON,GEAR BOX,KCH315 | NO | 1 | 258197.5 | ZSPR | 2020-08-21 |  | 1958
1785 | Non Moving Item | CHP | M2041280340 | Non Moving Item | BEARING HOUSING,FLUIDOMAT,SC-14 | NO | 1 | 256968 | ZSPR | 2019-04-22 |  | 2445
1758 | Non Moving Item | CHP | M2041279024 | Non Moving Item | METALLIC DISC,101A,FLUIDOMAT,COUPLING | NO | 2 | 250985.56 | ZSPR | 2019-04-22 |  | 2445
1627 |  | CHP | M2041164112 |  | SCOOP TUBE HOUSING,ELECON,COUPLING | NO | 2 | 244282.92 | ZSPR | 2020-09-12 |  | 1936
1756 | Non Moving Item | CHP | M2041279009 | Non Moving Item | BEARING HOUSING,FLUIDOMAT,COUPLING,SC-12 | NO | 1 | 239222 | ZSPR | 2019-04-22 |  | 2445
1692 |  | CHP | M2052227438 |  | HOLLOW SHAFT,ELECON,GEAR BOX,PWD-18 | NO | 2 | 238199.27 | ZSPR | 2020-09-03 |  | 1945
1628 |  | CHP | M2041164115 |  | SCOOP TUBE ASSY,ELECON,COUPLING,ESC-660 | NO | 2 | 237691.92 | ZSPR | 2020-09-12 |  | 1936
1787 | Non Moving Item | CHP | M2041280394 | Non Moving Item | OIL PUMP,103B,FLUIDOMAT,SC-14 | NO | 3 | 230608 | ZSPR | 2019-07-26 |  | 2350
1862 | Non Moving Item | CHP | M5522936511 | Non Moving Item | RAIL CLAMP ASSY,ELECON,ASK-650 | NO | 1 | 230100 | ZSPR | 2018-09-10 |  | 2669 | Critical item
1606 |  | CHP | M2041161112 |  | SCOOP TUBE HOUSING,ELECON,COUPLING | NO | 2 | 228184.98 | ZSPR | 2020-09-12 |  | 1936
1725 |  | CHP | M5522717152 |  | BEARING HOUSING,ELECON,STACKER RECLAIMER | NO | 2 | 213117.26 | ZSPR | 2020-10-16 |  | 1902 | Critical item
1691 |  | CHP | M2052227409 |  | OUTPUT WHEEL,ELECON,GEAR BOX,PWD-18 | NO | 1 | 212743.41 | ZSPR | 2020-09-03 |  | 1945
1738 |  | CHP | M5522996092 |  | BALL VALVE,FLSMIDTH,1500TPH | NO | 7 | 189904.66 | ZSPR | 2019-05-13 | 2020-09-22 | 1926
1769 | Non Moving Item | CHP | M2041279063 | Non Moving Item | SCOOP TUBE ASSY,FLUIDOMAT,SC-12 | NO | 1 | 188870 | ZSPR | 2019-04-22 |  | 2445
1603 |  | CHP | M2041161106 |  | RUNNER SHAFT,ELECON,COUPLING,ESC-584 | NO | 2 | 178434.8 | ZSPR | 2020-09-12 | 2020-10-27 | 1891
2104 | Non Moving Item | chp | M2052224337 | Non Moving Item | COOLING FAN,ELECON,KCN-315 | NO | 4 | 176682.6 | ZSPR | 2018-09-04 |  | 2675
1818 | Non Moving Item | CHP | M5503451000 | Non Moving Item | SPUR PINION,TP9954/3,ELECON | NO | 2 | 175584 | ZSPR | 2018-09-04 |  | 2675 | Critical item
1740 |  | CHP | M5550030005 |  | SEAL KIT,R961000717,REXROTH | NO | 1 | 174989.82 | ZSPR | 2020-08-24 |  | 1955
2089 | Non Moving Item | chp | M1980522603 | Non Moving Item | PILLOW BLOCK,SAF526-AF | NO | 2 | 172823 | ZSPR | 2018-09-10 |  | 2669 | Critical item
2090 | Non Moving Item | chp | M1980522803 | Non Moving Item | PILLOW BLOCK,SAF528-AF | NO | 2 | 172823 | ZSPR | 2018-09-10 |  | 2669 | Critical item
2091 | Non Moving Item | chp | M1980538400 | Non Moving Item | PILLOW BLOCK,SD3134 | NO | 2 | 172823 | ZSPR | 2018-09-11 |  | 2668 | Critical item
2092 | Non Moving Item | chp | M1980538802 | Non Moving Item | PILLOW BLOCK,SD3138-AL | NO | 2 | 172823 | ZSPR | 2018-09-10 |  | 2669 | Critical item
1633 |  | AHM | M2041274014 |  | INPUT SHAFT,FLUIDOMAT,SC-9 | NO | 1 | 64851 | ZSPR | 2020-03-12 |  | 2120
1634 |  | AHM | M2041274015 |  | OUTPUT SHAFT,FLUIDOMAT,SC-9 | NO | 1 | 93291 | ZSPR | 2020-03-12 |  | 2120
1635 |  | AHM | M2041274016 |  | IMPELLER,FLUIDOMAT,SC-9 | NO | 1 | 66864 | ZSPR | 2020-03-12 |  | 2120
1636 |  | AHM | M2041274017 |  | FUSIBLE PLUG,FLUIDOMAT,COUPLING,SC-9 | NO | 4 | 1558 | ZSPR | 2020-03-12 |  | 2120
1637 |  | AHM | M2041274020 |  | ROTOR,FLUIDOMAT,COUPLING,SC-9 | NO | 1 | 45708 | ZSPR | 2020-03-12 |  | 2120
1638 |  | AHM | M2041274021 |  | OIL SEAL SLEEVE (IS),FLUIDOMAT,CPLG,SC-9 | NO | 1 | 12215 | ZSPR | 2020-03-12 |  | 2120
1639 |  | AHM | M2041274022 |  | OIL SEAL SLEEVE (OS),FLUIDOMAT,CPLG,SC-9 | NO | 1 | 11826 | ZSPR | 2020-03-12 |  | 2120
1640 |  | AHM | M2041274023 |  | SCOOP TUBE,FLUIDOMAT,COUPLING,SC-9 | SET | 1 | 61950 | ZSPR | 2020-03-12 |  | 2120
1641 |  | AHM | M2041274025 |  | FLEXIBLE DISC(IS),FLUIDOMAT,COUPLING | NO | 2 | 28144 | ZSPR | 2020-03-12 |  | 2120
1642 |  | AHM | M2041274026 |  | FLEXIBLE DISC(OS),O-19,FLUIDOMAT,SC-9 | NO | 2 | 28144 | ZSPR | 2020-03-12 |  | 2120
1643 |  | AHM | M2041274028 |  | I/P SIDE OIL SEAL,H-29,FLUIDOMAT,SC-9 | SET | 8 | 14698 | ZSPR | 2020-03-12 |  | 2120
1644 |  | AHM | M2041274029 |  | OIL SEAL (OS),H-37(OS),FLUIDOMAT,SC-9 | NO | 8 | 14698 | ZSPR | 2020-03-12 |  | 2120
1645 |  | AHM | M2041274030 |  | SPHERICAL BUSH,FLUIDOMAT,SC-9 | NO | 12 | 19512 | ZSPR | 2020-03-12 |  | 2120
1646 |  | AHM | M2041274031 |  | SPHERICAL BUSH,FLUIDOMAT,SC-9 | NO | 12 | 19512 | ZSPR | 2020-03-12 |  | 2120
1647 |  | AHM | M2041274032 |  | HALF FXI,FLUIDOMAT,SC-9 | NO | 2 | 36876 | ZSPR | 2020-03-12 |  | 2120
1648 |  | AHM | M2041274033 |  | HALF FXO,FLUIDOMAT,SC-9 | NO | 1 | 12514 | ZSPR | 2020-03-12 | 2020-07-21 | 1989
1649 |  | AHM | M2041274034 |  | OUTPUT HALF FXI,FLUIDOMAT,COUPLING,SC9 | NO | 2 | 36876 | ZSPR | 2020-03-12 |  | 2120
1650 |  | AHM | M2041274035 |  | OUTPUT HALF FXO,FLUIDOMAT,COUPLING,SC9 | NO | 1 | 12514 | ZSPR | 2020-03-12 | 2020-07-21 | 1989
1651 |  | AHM | M2041274036 |  | I/P SHAFT SLEEVE,FLUIDOMAT,SC-9 | NO | 2 | 10096 | ZSPR | 2020-03-12 |  | 2120
1652 |  | AHM | M2041274037 |  | O/P SHAFT SLEEVE,FLUIDOMAT,SC-9 | NO | 2 | 10096 | ZSPR | 2020-03-12 |  | 2120
1653 |  | AHM | M2041274038 |  | OIL RETAINING RING,FLUIDOMAT,SC-9 | NO | 2 | 27272 | ZSPR | 2020-03-12 |  | 2120
1654 |  | AHM | M2041275001 |  | COUPLING,FLEXIBLE HALF,FLUID,SC-10 | NO | 2 | 38386 | ZSPR | 2020-03-12 |  | 2120
1655 |  | AHM | M2041275003 |  | FLEXIBLE DISC ASSY,FLUIDOMAT,CPLG,SC-10 | NO | 2 | 31270 | ZSPR | 2020-03-12 |  | 2120
1656 |  | AHM | M2041275004 |  | HALF FLEXIBLE (FXO),FLUIDOMAT,COUPLING | NO | 2 | 25028 | ZSPR | 2020-03-12 |  | 2120
1657 |  | AHM | M2041275005 |  | I/P SHAFT SLEEVE,FLUIDOMAT,CPLG,SC-10 | NO | 2 | 12036 | ZSPR | 2020-03-12 |  | 2120
1658 |  | AHM | M2041275006 |  | INPUT SHAFT,FLUIDOMAT,COUPLING,SC-10 | NO | 1 | 89733 | ZSPR | 2020-03-12 |  | 2120
1659 |  | AHM | M2041275007 |  | OIL RETAINING RING,FLUIDOMAT,CPLG,SC-10 | NO | 2 | 30302 | ZSPR | 2020-03-12 |  | 2120
1660 |  | AHM | M2041275008 |  | IMPELLER,FLUIDOMAT,COUPLING,SC-10 | NO | 1 | 62853 | ZSPR | 2020-03-12 |  | 2120
1661 |  | AHM | M2041275009 |  | FUSIBLE PLUG O-RING,FLUIDOMAT,SC-10 | NO | 4 | 1628 | ZSPR | 2020-03-12 |  | 2120
1662 |  | AHM | M2041275013 |  | FILLING PLUG,FLUIDOMAT,COUPLING,SC-10 | NO | 4 | 1464 | ZSPR | 2020-03-12 |  | 2120
1663 |  | AHM | M2041275015 |  | OIL RETAINING RING,FLUIDOMAT,CPLG,SC-10 | NO | 1 | 16183 | ZSPR | 2020-03-12 |  | 2120
1664 |  | AHM | M2041275020 |  | ROTOR,FLUIDOMAT,COUPLING,SC-10 | NO | 1 | 57396 | ZSPR | 2020-03-12 |  | 2120
1665 |  | AHM | M2041275021 |  | OUTPUT SHAFT,FLUIDOMAT,COUPLING,SC-10 | NO | 1 | 135062 | ZSPR | 2020-03-12 |  | 2120
1666 |  | AHM | M2041275025 |  | O/P SHAFT SLEEVE,FLUIDOMAT,CPLG,SC-10 | NO | 2 | 12036 | ZSPR | 2020-03-12 |  | 2120
1667 |  | AHM | M2041275026 |  | COUPLING,FLEXIBLE HALF,FLUID,SC-10 | NO | 2 | 38386 | ZSPR | 2020-03-12 |  | 2120
1668 |  | AHM | M2041275027 |  | FLEXIBLE DISC ASSY,FLUIDOMAT,CPLG,SC-10 | NO | 2 | 31270 | ZSPR | 2020-03-12 |  | 2120
1669 |  | AHM | M2041275029 |  | FLEX CPLG HALF(FXO),FLUIDOMAT,COUPLING | NO | 2 | 25028 | ZSPR | 2020-03-12 |  | 2120
1670 |  | AHM | M2041275038 |  | OIL SEAL SLEEVE(IS),FLUIDOMAT,CPLG,SC-10 | NO | 1 | 15304 | ZSPR | 2020-03-12 |  | 2120
1671 |  | AHM | M2041275041 |  | SCOOP TUBE,FLUIDOMAT,COUPLING,SC-10 | NO | 1 | 68293 | ZSPR | 2020-03-12 |  | 2120
1672 |  | AHM | M2041275043 |  | OIL SEAL SLEEVE(OS),FLUIDOMAT,CPLG,SC-10 | NO | 1 | 15304 | ZSPR | 2020-03-12 |  | 2120
1673 |  | AHM | M2041275086 |  | I/P SHAFT OIL SEAL,H-29,FLUIDOMAT,SC-10 | NO | 8 | 15122 | ZSPR | 2020-03-12 |  | 2120
1674 |  | AHM | M2041275095 |  | OIL SEAL,H-37,FLUIDOMAT,COUPLING,SC-10 | NO | 8 | 14962 | ZSPR | 2020-03-12 |  | 2120
2093 | Non Moving Item | chp | M1980538803 | Non Moving Item | PILLOW BLOCK,SD3138-AF | NO | 2 | 172823 | ZSPR | 2018-09-10 |  | 2669 | Critical item
2094 | Non Moving Item | chp | M1980538805 | Non Moving Item | PILLOW BLOCK,SD3138-BL | NO | 2 | 172823 | ZSPR | 2018-09-10 |  | 2669 | Critical item
2095 | Non Moving Item | chp | M1980540605 | Non Moving Item | PILLOW BLOCK,SD3156-BL | NO | 2 | 172823 | ZSPR | 2018-09-04 |  | 2675 | Critical item
2096 | Non Moving Item | chp | M1980541003 | Non Moving Item | PILLOW BLOCK,SD3160-AF | NO | 2 | 172823 | ZSPR | 2018-09-04 |  | 2675 | Critical item
2097 | Non Moving Item | chp | M1980541005 | Non Moving Item | PILLOW BLOCK,SD3160-BL | NO | 2 | 172823 | ZSPR | 2018-09-04 |  | 2675 | Critical item
1835 | Non Moving Item | CHP | M5505366241 | Non Moving Item | PULLEY,NON DRIVE,140MM,630MM | NO | 2 | 167496.6 | ZSPR | 2018-09-04 |  | 2675 | Critical item
1599 |  | CHP | M1977562005 |  | SPHERICAL ROLLER BEARING NO. 22340 | NO | 2 | 165670 | ZSPR | 2020-04-04 |  | 2097
1723 |  | CHP | M5522717105 |  | SPUR PINION,ELECON,STACKER RECLAIMER | NO | 4 | 165445.26 | ZSPR | 2020-10-16 |  | 1902 | Critical item
1728 |  | CHP | M5522718225 |  | PRESSURE RELIEF VLV,R900908999 | NO | 3 | 165031.4 | ZSPR | 2018-09-06 | 2020-06-12 | 2028
1840 | Non Moving Item | CHP | M5507286243 | Non Moving Item | BELT,CONVEYOR,NN,FR,1400MM,315KN/M/3,5MM | M | 58 | 164663.72 | ZSPR | 2019-04-20 |  | 2447
1753 | Non Moving Item | CHP | M1917313634 | Non Moving Item | SPHERICAL ROLLER BEARING 23136 CCK | NO | 6 | 156028.32 | ZSPR | 2019-09-16 |  | 2298
1632 |  | CHP | M2041164148 |  | MULTI DISC,ELECON,ESC-660 | NO | 3 | 143512 | ZSPR | 2020-07-23 |  | 1987
1622 |  | CHP | M2041164105 |  | RUNNER SHAFT,ELECON,COUPLING,ESC-660 | NO | 1 | 130968.5 | ZSPR | 2020-09-12 |  | 1936
1745 |  | CHP | M5550260081 |  | PRESS HOSE,RM400199,HYDAC | NO | 4 | 123309.87 | ZSPR | 2020-10-20 |  | 1898
1754 | Non Moving Item | CHP | M2041279003 | Non Moving Item | IMPELLER,FLUIDOMAT,COUPLING,SC-12 | NO | 1 | 120259 | ZSPR | 2019-04-22 |  | 2445
1676 |  | CHP | M2041280160 |  | WATER COOLER,FLUIDOMAT,COUPLING,SC-14 | NO | 1 | 113280 | ZSPR | 2020-08-10 |  | 1969
1729 |  | CHP | M5522936086 |  | END DISC,CO6740/3,ELECON,595/596 | NO | 4 | 110813.86 | ZSPR | 2020-10-16 |  | 1902
1621 |  | CHP | M2041164101 |  | IMPELLER SHAFT,ELECON,COUPLING,ESC-660 | NO | 1 | 110210.34 | ZSPR | 2020-09-12 |  | 1936
1882 | Non Moving Item | CHP | T2283257205 | Non Moving Item | LOAD CELL,100MT,F/WEIGHING BRIDGE | NO | 5 | 109150 | ZTLS | 2019-12-23 |  | 2200
1842 | Non Moving Item | CHP | M5516576002 | Non Moving Item | SOLID DECK LINER,2-M16052/2,ELECON | SET | 1 | 107380 | ZSPR | 2018-07-04 |  | 2737 | Critical item
1682 |  | CHP | M2041280396 |  | FILTER,FLUIDOMAT,SC-14HT | NO | 7 | 105940.8 | ZSPR | 2019-04-22 | 2020-08-22 | 1957
1813 | Non Moving Item | CHP | M5501176032 | Non Moving Item | SPACER END,6-M08644/4,ELECON,GRANULATOR | NO | 2 | 105543.75 | ZSPR | 2019-08-23 |  | 2322
6 | Surplus Material | CHP | M5518366001 | Surplus Material | HAMMER,286F 134&39,JEFFREY RADER,CRUSHER | SET | 14 | 104076 | ZSPR | 2018-09-18 |  | 2661 | Old Declared Surplus Material
5 | Surplus Material | CHP | M5518356002 | Surplus Material | HAMMER PIN,JEFFREY RADER,30 ABE | NO | 12 | 99120 | ZSPR | 2018-09-10 |  | 2669 | Old Declared Surplus Material
1724 |  | CHP | M5522717144 |  | PIN,C11912/3,ELECON,STACKER RECLAIMER | NO | 4 | 97083.66 | ZSPR | 2020-10-16 |  | 1902
1746 |  | CHP | M5550280021 |  | ELEC TEMP SWITCH,909794,HYDAC | NO | 2 | 90152 | ZSPR | 2020-09-30 |  | 1918
1871 | Non Moving Item | CHP | M5530106045 | Non Moving Item | CONNECTING PLATE,M17148/4,ELECON | NO | 2 | 88224 | ZSPR | 2019-10-18 |  | 2266
1734 |  | CHP | M5522936186 |  | BEARING COVER,ELECON,ASK-650 | NO | 2 | 87930.86 | ZSPR | 2020-10-16 |  | 1902
1735 |  | CHP | M5522936207 |  | BEARING COVER,ELECON,ASK-650 | NO | 2 | 87930.86 | ZSPR | 2020-10-16 |  | 1902
1736 |  | CHP | M5522936223 |  | BEARING COVER,ELECON,ASK-650 | NO | 2 | 87930.86 | ZSPR | 2020-10-16 |  | 1902
2100 | Non Moving Item | chp | M2041278100 | Non Moving Item | OIL PUMP,103B,FLUIDOMAT,SC-13 | NO | 1 | 87548 | ZSPR | 2019-11-23 |  | 2230
1733 |  | CHP | M5522936155 |  | SPACER,ELECON,140X109X291.5MM,ASK-650 | NO | 4 | 85642.67 | ZSPR | 2020-10-16 |  | 1902
1764 | Non Moving Item | CHP | M2041279035 | Non Moving Item | OIL RETAINING RING,FLUIDOMAT,COUPLING | NO | 2 | 85444 | ZSPR | 2019-04-22 |  | 2445
1834 | Non Moving Item | CHP | M5505246216 | Non Moving Item | PULLEY,DRIVE,150MM,800MM | NO | 1 | 83748.33 | ZSPR | 2018-07-04 |  | 2737 | Critical item
1817 | Non Moving Item | CHP | M5501646038 | Non Moving Item | POCKET PLATE,400-209-17,ELECON,TK9 38B | NO | 2 | 83544 | ZSPR | 2018-09-04 |  | 2675 | Critical item
1752 | Non Moving Item | CHP | M1910720500 | Non Moving Item | BEARING,BALL,ANGULAR CONTACT,7205 | NO | 60 | 83155 | ZSPR | 2019-12-31 |  | 2192
1856 | Non Moving Item | CHP | M5520360144 | Non Moving Item | 1800:IDLER FRAME:TRANSITION 10°;SHAFTØ35 | NO | 20 | 82482 | ZSPR | 2019-05-21 |  | 2416
1815 | Non Moving Item | CHP | M5501176034 | Non Moving Item | SPACER,8-M17428/4,ELECON,GRANULATOR | NO | 2 | 77132.46 | ZSPR | 2019-08-23 |  | 2322
1773 | Non Moving Item | CHP | M2041280130 | Non Moving Item | COUPLING,FLEXIBLE HALF,FLUID,SC-14 | NO | 1 | 76695 | ZSPR | 2019-04-22 |  | 2445
1774 | Non Moving Item | CHP | M2041280301 | Non Moving Item | COUPLING,FLEXIBLE HALF,FLUID,SC14&SC14HT | NO | 1 | 76695 | ZSPR | 2019-04-22 |  | 2445
1776 | Non Moving Item | CHP | M2041280304 | Non Moving Item | COUPLING,FLEXIBLE HALF,FLUID,SC14&SC14HT | NO | 1 | 76695 | ZSPR | 2019-04-22 |  | 2445
1860 | Non Moving Item | CHP | M5522718226 | Non Moving Item | PLUG-IN CONNECTOR,16.4,ELECON EPC | NO | 7 | 73159.7 | ZSPR | 2018-09-04 |  | 2675 | Critical item
1779 | Non Moving Item | CHP | M2041280307 | Non Moving Item | OIL RETAINING RING,FLUIDOMAT,COUPLING | NO | 1 | 72741 | ZSPR | 2019-04-22 |  | 2445
1681 |  | CHP | M2041280339 |  | OIL SEAL SLEEVE,FLUIDOMAT,COUPLING,SC-14 | NO | 2 | 70599.83 | ZSPR | 2019-04-22 | 2020-08-22 | 1957
1747 |  | CHP | M5565056106 |  | SPRAY NOZZLE,1019-I-CHP-0688 | NO | 10 | 66375 | ZSPR | 2020-05-28 |  | 2043
7 | Surplus Material | CHP | M5518366002 | Surplus Material | HAMMER PIN,JEFFREY RADER,CRUSHER,CSU-3 | SET | 8 | 66080 | ZSPR | 2018-09-07 |  | 2672 | Old Declared Surplus Material
2105 | Non Moving Item | chp | M2052227001 | Non Moving Item | INPUT PINION,ELECON,NK-KDU-225/NKK-DUH/+ | NO | 1 | 64332 | ZSPR | 2018-09-18 |  | 2661
2106 | Non Moving Item | chp | M2052227007 | Non Moving Item | BEVEL PINION,ELECON,NK-KDU-225/NKK-DUH/+ | NO | 1 | 64332 | ZSPR | 2018-09-18 |  | 2661
2107 | Non Moving Item | chp | M2052227008 | Non Moving Item | BEVEL WHEEL,ELECON,GEAR BOX | NO | 1 | 64332 | ZSPR | 2018-09-18 |  | 2661
2108 | Non Moving Item | chp | M2052227026 | Non Moving Item | PINION,ELECON,NK-KDU-225/NKK-DUH/+ | NO | 1 | 64332 | ZSPR | 2018-09-18 |  | 2661
2109 | Non Moving Item | chp | M2052227027 | Non Moving Item | OUTPUT WHEEL,ELECON,NK-KDU-225/NKK-DUH/+ | NO | 1 | 64332 | ZSPR | 2018-09-07 |  | 2672
2119 | Non Moving Item | chp | M2090043110 | Non Moving Item | COUPLING ASSY,ELECON,EFC-10 | NO | 1 | 64310 | ZSPR | 2018-10-23 |  | 2626 | Critical item
1596 |  | CHP | M1917232400 |  | BEARING,ROLLER,SPHERICAL,22324 | NO | 4 | 62491.81 | ZSPR | 2020-03-02 |  | 2130
4 | Surplus Material | CHP | M5518356001 | Surplus Material | 30 ABE:HAMMER | NO | 8 | 59472 | ZSPR | 2018-09-10 |  | 2669 | Old Declared Surplus Material
1730 |  | CHP | M5522936111 |  | BEARING COVER,ELECON,ASK-650 | NO | 2 | 58183.27 | ZSPR | 2020-10-16 |  | 1902
1721 |  | CHP | M5520240146 |  | 1200:IDLER FRAME:CARRYING 35°;SHAFT Ø35 | NO | 14 | 57737.4 | ZSPR | 2019-05-21 | 2020-02-19 | 2142
1775 | Non Moving Item | CHP | M2041280303 | Non Moving Item | FLEXIBLE DISC ASSY,FLUIDOMAT,COUPLING | NO | 1 | 56729 | ZSPR | 2019-04-22 |  | 2445
1749 |  | CHP | M6253716008 |  | COLLECTOR SET,8,FERROCARE | NO | 10 | 54692.9 | ZSPR | 2020-12-24 |  | 1833
1863 | Non Moving Item | CHP | M5523616006 | Non Moving Item | BRAKE SHOE,EBTM-600/G | NO | 1 | 53821.09 | ZSPR | 2018-09-07 |  | 2672
1731 |  | CHP | M5522936142 |  | SPACER,CO6734/4,ELECON EPC,ASK-650 | NO | 6 | 53178.27 | ZSPR | 2020-10-16 |  | 1902
1732 |  | CHP | M5522936143 |  | SPACER,CO7704/4,ELECON EPC,ASK-650 | NO | 6 | 53178.27 | ZSPR | 2020-10-16 |  | 1902
1780 | Non Moving Item | CHP | M2041280316 | Non Moving Item | OIL RETAINING RING,FLUIDOMAT,COUPLING | NO | 1 | 52929 | ZSPR | 2019-04-22 |  | 2445
1727 |  | CHP | M5522717532 |  | PROPOTIONAL SOLENOID V/V | NO | 1 | 52837.69 | ZSPR | 2018-09-06 | 2020-08-05 | 1974
1624 |  | CHP | M2041164108 |  | CASING SECONDARY,ELECON,COUPLING,ESC-660 | NO | 1 | 52042.23 | ZSPR | 2020-09-12 |  | 1936
1783 | Non Moving Item | CHP | M2041280331 | Non Moving Item | SPACER,FLUIDOMAT,COUPLING,SC-14 | NO | 1 | 49832 | ZSPR | 2019-04-22 |  | 2445
1888 | Non Moving Item | CHP | M2025135354 | Non Moving Item | BELT,V,B130,17MM,11MM,3378MM | NO | 5 | 49560 | ZOTS | 2018-09-07 |  | 2672
1886 | Non Moving Item | CHP | M1917224074 | Non Moving Item | BEARING NO.22240 CC/W33/MB | NO | 1 | 49286.09 | ZSPR | 2020-01-16 |  | 2176
1770 | Non Moving Item | CHP | M2041279071 | Non Moving Item | FASTENER,FLUIDOMAT,COUPLING,SC-12 | NO | 2 | 43944 | ZSPR | 2019-04-22 |  | 2445
1771 | Non Moving Item | CHP | M2041279074 | Non Moving Item | FLUIDOMAT:SC12:BOLT:P/N: H-8 | NO | 2 | 43944 | ZSPR | 2019-04-22 |  | 2445
1629 |  | CHP | M2041164116 |  | SCOOP TUBE,17-01,ELECON,COUPLING,ESC-660 | NO | 1 | 42084.68 | ZSPR | 2020-09-12 |  | 1936
1625 |  | CHP | M2041164110 |  | HOUSING,ELECON,COUPLING,ESC-660 | NO | 1 | 40003.22 | ZSPR | 2020-09-12 |  | 1936
1879 | Non Moving Item | CHP | M5820900103 | Non Moving Item | AGITATOR ASSY,VS-502,VALLABHDAS & SONS | NO | 1 | 40000 | ZSPR | 2017-03-27 | 2019-06-26 | 2380
1880 | Non Moving Item | CHP | M5820900105 | Non Moving Item | AGITATOR ASSY,VS-502,VALLABHDAS & SONS | NO | 1 | 40000 | ZSPR | 2017-03-27 |  | 3201
1750 |  | CHP | M6515158913 |  | FAN,6006131140,BEML,DOZER,BD-155 | NO | 2 | 39826 | ZSPR | 2020-08-25 |  | 1954
1755 | Non Moving Item | CHP | M2041279008 | Non Moving Item | OIL SEAL SLEEVE(IS),FLUIDOMAT,CPLG,SC-12 | NO | 2 | 39472 | ZSPR | 2019-04-22 |  | 2445
1757 | Non Moving Item | CHP | M2041279014 | Non Moving Item | OIL SEAL SLEEVE(OS),FLUIDOMAT,CPLG,SC-12 | NO | 2 | 39472 | ZSPR | 2019-04-22 |  | 2445
15 | Surplus Material | CHP | M5518386208 | Surplus Material | BEARING COVER,166A-1R-EQP-A1-1-1&9,ASSPL | NO | 5 | 37170 | ZSPR | 2018-09-10 |  | 2669 | Old Declared Surplus Material
1820 | Non Moving Item | CHP | M5503451053 | Non Moving Item | RACK SEGMENT,TP9543/2,ELECON | SET | 1 | 34129.08 | ZSPR | 2018-09-11 |  | 2668 | Critical item
1885 | Non Moving Item | CHP | M1117112206 | Non Moving Item | GEAR OIL,INDUSTRIAL,SERVO MESH SP220 | L | 210 | 33700 | ZO&L | 2018-08-14 |  | 2696
1772 | Non Moving Item | CHP | M2041280126 | Non Moving Item | O/P SHAFT SLEEVE,FLUIDOMAT,CPLG,SC-14 | NO | 2 | 33300 | ZSPR | 2019-04-22 |  | 2445
1777 | Non Moving Item | CHP | M2041280305 | Non Moving Item | I/P SHAFT SLEEVE,FLUIDOMAT,CPLG,SC-14HT | NO | 2 | 33300 | ZSPR | 2019-04-22 |  | 2445
1597 |  | CHP | M1917232827 |  | BEARING,ROLLER,SPHERICAL,22328 CC W33 C3 | NO | 1 | 33028 | ZSPR | 2020-03-31 |  | 2101
1870 | Non Moving Item | CHP | M5530106030 | Non Moving Item | BEARING BLOCK - AF,ELECON,APRON FEEDER | NO | 1 | 31577 | ZSPR | 2019-11-25 |  | 2228
1609 |  | CHP | M2041161116 |  | SCOOP TUBE,17-01,ELECON,ESC-584 | NO | 1 | 30607.38 | ZSPR | 2020-09-12 |  | 1936
1598 |  | CHP | M1920661300 |  | BEARING,ROLLER,CYLINDRICAL,NU313-E | NO | 5 | 29830.98 | ZSPR | 2019-04-26 | 2020-06-02 | 2038
1816 | Non Moving Item | CHP | M5501176039 | Non Moving Item | EXTENSION SHAFT,400-220-38SP/SK1,ELECON | NO | 1 | 29095.46 | ZSPR | 2019-08-23 |  | 2322
1748 |  | CHP | M6253716007 |  | SURGE TANK FILTER,7,FERROCARE | NO | 10 | 27346.95 | ZSPR | 2020-12-24 |  | 1833
1869 | Non Moving Item | CHP | M5530106024 | Non Moving Item | BUSH TAPER LOCK,D07759/4,ELECON EPC | NO | 2 | 22026 | ZSPR | 2019-10-18 |  | 2266
1712 |  | CHP | M3429990583 |  | CHECK VALVE,B004101070001,ELGI | NO | 3 | 21948 | ZSPR | 2020-09-05 |  | 1943
1715 |  | CHP | M5503570120 |  | PLUG-IN CONNECTOR,21.7,BOSCH REXROTH | NO | 3 | 21948 | ZSPR | 2018-09-05 | 2020-08-05 | 1974
1763 | Non Moving Item | CHP | M2041279034 | Non Moving Item | SHAFT SLEEVE (IS),FLUIDOMAT,CPLG,SC-12 | NO | 2 | 21900 | ZSPR | 2019-04-22 |  | 2445
1766 | Non Moving Item | CHP | M2041279048 | Non Moving Item | SHAFT SLEEVE (OS),FLUIDOMAT,CPLG,SC-12 | NO | 2 | 21900 | ZSPR | 2019-04-22 |  | 2445
1859 | Non Moving Item | CHP | M5522718112 | Non Moving Item | DIRECTIONL SPOOL VLV,10.3,ELECON EPC | NO | 2 | 20903.2 | ZSPR | 2018-09-04 |  | 2675 | Critical item
1861 | Non Moving Item | CHP | M5522718227 | Non Moving Item | DIRECTIONL SPOOL VLV,16.5,ELECON EPC | NO | 2 | 20903.2 | ZSPR | 2018-09-04 |  | 2675 | Critical item
1864 | Non Moving Item | CHP | M5523616018 | Non Moving Item | BRAKE LINER,ELEKTROMAG,EBTM-600/G | NO | 2 | 20179.8 | ZSPR | 2018-09-22 |  | 2657 | Critical item
1602 |  | CHP | M2041161103 |  | IMPELLER BUSH,ELECON,COUPLING,ESC-584 | NO | 2 | 19736.78 | ZSPR | 2020-09-12 | 2020-10-27 | 1891
1760 | Non Moving Item | CHP | M2041279031 | Non Moving Item | FILTER,FLUIDOMAT,COUPLING,SC-12 | NO | 7 | 18544 | ZSPR | 2019-04-22 |  | 2445
1737 |  | CHP | M5522936460 |  | KEY,749-04-784&60,ELECON EPC,ASK-650 | NO | 6 | 18139.27 | ZSPR | 2020-10-16 |  | 1902
1718 |  | CHP | M5511106000 |  | 420:1200 MM:COMPLETE ASSEMBLY | NO | 1 | 17802.7 | ZSPR | 2020-05-28 |  | 2043
1719 |  | CHP | M5511126017 |  | CVP-100:1800 V PLOUGH SCRAPPER ASSLY | NO | 1 | 17802.66 | ZSPR | 2020-05-28 |  | 2043
1841 | Non Moving Item | CHP | M5511176013 | Non Moving Item | CMS-300:1800:EX. SCRAPPER(SEC) ASSLY | NO | 1 | 17802.66 | ZSPR | 2018-10-23 |  | 2626 | Critical item
1711 |  | CHP | M3429866051 |  | INLET VALVE ASSY,A020036,ELGI,COMPRESSOR | NO | 2 | 17558 | ZSPR | 2020-09-05 |  | 1943
1714 |  | CHP | M3465106012 |  | INLET VALVE ASSY,COMPRESSOR | NO | 2 | 17558 | ZSPR | 2020-09-05 |  | 1943
1765 | Non Moving Item | CHP | M2041279045 | Non Moving Item | O/P SHAFT SPACER,FLUIDOMAT,SC-12 | NO | 1 | 17110 | ZSPR | 2019-04-22 |  | 2445
1782 | Non Moving Item | CHP | M2041280323 | Non Moving Item | SPACER,FLUIDOMAT,COUPLING,SC-14 | NO | 1 | 17110 | ZSPR | 2019-04-22 |  | 2445
1739 |  | CHP | M5530026025 |  | AF/93,86-87:GUIDE ROLLER | NO | 10 | 16952.5 | ZSPR | 2020-12-03 |  | 1854
1720 |  | CHP | M5518266026 |  | TT:Reduction gear | NO | 1 | 16520 | ZSPR | 2020-09-05 |  | 1943
1865 | Non Moving Item | CHP | M5524517101 | Non Moving Item | DRIVE SHAFT,F28089/1,ELECON EPC,2200TPH | NO | 1 | 15064.66 | ZSPR | 2018-12-14 |  | 2574 | Critical item
8 | Surplus Material | CHP | M5518386071 | Surplus Material | HINGED SIDE LINER,ASSPL/JEFFREY,CRUSHER | NO | 2 | 14868 | ZSPR | 2018-09-07 |  | 2672 | Old Declared Surplus Material
9 | Surplus Material | CHP | M5518386072 | Surplus Material | DOOR SIDE LINER,ASSPL/JEFFREY,CRUSHER | NO | 2 | 14868 | ZSPR | 2018-09-07 |  | 2672 | Old Declared Surplus Material
2110 | Non Moving Item | chp | M2052781060 | Non Moving Item | OIL SEAL,SUMITOMO,PX8075R4Y-L2LV-125 | NO | 4 | 14695.12 | ZSPR | 2019-02-02 |  | 2524
1850 | Non Moving Item | CHP | M5520240101 | Non Moving Item | IDLER FRAME,CARRY 35 DEG,1200MM,1450MM | NO | 2 | 14460 | ZSPR | 2019-05-21 |  | 2416
1742 |  | CHP | M5550090202 |  | TEMPERATURE SENSOR,R983027405 | NO | 4 | 14400.63 | ZSPR | 2020-08-20 |  | 1959
1695 |  | CHP | M2052550200 |  | GEAR BOX ASSY,PBL,C0821 | NO | 2 | 14266 | ZSPR | 2020-06-24 |  | 2016
1697 |  | CHP | M2052551100 |  | GEAR BOX ASSY,PBL,82P11 | NO | 2 | 14266 | ZSPR | 2020-06-24 |  | 2016
1792 | Non Moving Item | OFS | M3136786007 | Non Moving Item | THRUST COLLAR,F9002,BHEL,PUMP,FA1B75 | NO | 1 | 181533.99 | ZSPR | 2019-03-07 |  | 2491
1793 | Non Moving Item | OFS | M3184026009 | Non Moving Item | OIL SEAL,CS 32-125&505,32-200 | NO | 1 | 16800 | ZSPR | 2017-11-13 |  | 2970
1794 | Non Moving Item | OFS | M3184036003 | Non Moving Item | O-RING,CS 32-250&501 | NO | 2 | 2832 | ZSPR | 2018-08-31 |  | 2679
1795 | Non Moving Item | OFS | M3184036010 | Non Moving Item | SHAFT,CS 32-250&301,32-250 | SET | 2 | 6910 | ZSPR | 2017-11-13 |  | 2970
1796 | Non Moving Item | OFS | M3192076404 | Non Moving Item | IMPELLER NUT,FIG 5624 | NO | 1 | 8618.19 | ZSPR | 2019-04-26 |  | 2441
1797 | Non Moving Item | OFS | M3192076406 | Non Moving Item | KEY,F/IMPELLER,FIG 5624(125X100) | NO | 1 | 5530.89 | ZSPR | 2019-04-26 |  | 2441
1798 | Non Moving Item | OFS | M3192076422 | Non Moving Item | KEY,FIG-5624(125X100),F/COUPLING | NO | 2 | 11060.77 | ZSPR | 2019-04-26 |  | 2441
1799 | Non Moving Item | OFS | M3192097002 | Non Moving Item | BEARING BRACKET,CSD-SALE1501206110/2 | NO | 1 | 49648.94 | ZSPR | 2019-04-26 |  | 2441 | material withdrawn
1800 | Non Moving Item | OFS | M3192097004 | Non Moving Item | BEARING COVER,FLOWMORE,PUMP,M5972:6X4 | NO | 1 | 20340.97 | ZSPR | 2019-04-26 |  | 2441 | material withdrawn
1801 | Non Moving Item | OFS | M3192097005 | Non Moving Item | BRG COVER,FLOWMORE,5972 SERIES:M5972:6+ | NO | 1 | 20340.97 | ZSPR | 2019-04-26 |  | 2441 | material withdrawn
1802 | Non Moving Item | OFS | M3192097006 | Non Moving Item | LOCK WASHER,FLOWMORE,PUMP,M5972 | NO | 3 | 4062.49 | ZSPR | 2019-04-26 |  | 2441 | material withdrawn
1803 | Non Moving Item | OFS | M3192097007 | Non Moving Item | LOCK NUT,FLOWMORE,M5972 | NO | 3 | 4470.27 | ZSPR | 2019-04-26 |  | 2441 | material withdrawn
1804 | Non Moving Item | OFS | M3192097011 | Non Moving Item | THRUST COLLAR,FLOWMORE,PUMP,M5972-6X4 | NO | 1 | 17872.98 | ZSPR | 2019-04-26 |  | 2441 | material withdrawn
1805 | Non Moving Item | OFS | M3192097014 | Non Moving Item | INTER STAGE COLLAR,FLOWMORE,M5972:6X4 | NO | 1 | 35445.95 | ZSPR | 2019-04-26 |  | 2441 | material withdrawn
1806 | Non Moving Item | OFS | M3192097027 | Non Moving Item | WATER SEAL RING,FLOWMORE,PUMP,M5972:6X4 | NO | 1 | 38875.95 | ZSPR | 2019-04-26 |  | 2441 | material withdrawn
1807 | Non Moving Item | OFS | M3192097035 | Non Moving Item | BRG HSG,FLOWMORE,M5972:6X4 | NO | 1 | 49648.94 | ZSPR | 2019-04-26 |  | 2441 | material withdrawn
1808 | Non Moving Item | OFS | M3192196001 | Non Moving Item | BEARING COVER,FLOWMORE,FIG 590-150X150-+ | NO | 5 | 445129.4 | ZSPR | 2019-04-26 |  | 2441 | material withdrawn on 03 03 2025
1809 | Non Moving Item | OFS | M3192196002 | Non Moving Item | BEARING RING (NDE),FLOWMORE,FIG-590 | NO | 7 | 418727.84 | ZSPR | 2019-04-26 |  | 2441 | material withdrawn on 03 03 2025
1810 | Non Moving Item | OFS | M3192196023 | Non Moving Item | BEARING RING,FLOWMORE,FIG-590/150X150-4+ | NO | 9 | 528267.54 | ZSPR | 2019-04-26 |  | 2441 | material withdrawn on 03 03 2025
1811 | Non Moving Item | OFS | M3192196025 | Non Moving Item | BEARING COVER,FLOWMORE,PUMP,FIG 590 | NO | 7 | 628817.14 | ZSPR | 2019-04-26 |  | 2441 | material withdrawn on 03 03 2025
1812 | Non Moving Item | OFS | M3192196038 | Non Moving Item | FIG-590/150X150:KEY | NO | 2 | 9532.39 | ZSPR | 2019-04-26 |  | 2441
1699 |  | CHP | M2052553000 |  | COMP ASSY,PBL,43.1P-D80L4 | NO | 2 | 14266 | ZSPR | 2020-06-24 |  | 2016
1700 |  | CHP | M2052555000 |  | GEAR BOX ASSY,PBL,63PD 80L4 | NO | 2 | 14266 | ZSPR | 2020-06-24 |  | 2016
1741 |  | CHP | M5550061010 |  | ELECTRO CONTROL CARD,R900020154 | NO | 1 | 14102 | ZSPR | 2020-08-31 |  | 1948
1852 | Non Moving Item | CHP | M5520240147 | Non Moving Item | 1200:IDLER FRAME:IMPACT 35°;SHAFT Ø35 | NO | 2 | 13936 | ZSPR | 2018-09-03 |  | 2676 | Critical item
1688 |  | CHP | M2052224433 |  | OIL LEVEL INDICATOR,ELECON,KCN630 | NO | 2 | 13499.63 | ZSPR | 2020-08-21 |  | 1958
1828 | Non Moving Item | CHP | M5503570181 | Non Moving Item | PLUG-IN CONNECTOR,R983001782 | NO | 14 | 12462.12 | ZSPR | 2018-09-05 |  | 2674 | Critical item
1768 | Non Moving Item | CHP | M2041279057 | Non Moving Item | LOCK CUP,FLUIDOMAT,COUPLING,SC-12 | NO | 2 | 12402 | ZSPR | 2019-04-22 |  | 2445
1872 | Non Moving Item | CHP | M5530106073 | Non Moving Item | LOCK PLATE,M17335/4,ELECON EPC | NO | 2 | 12036 | ZSPR | 2019-10-18 |  | 2266
1761 | Non Moving Item | CHP | M2041279032 | Non Moving Item | BREATHER,FLUIDOMAT,COUPLING,SC-12 | NO | 2 | 11068 | ZSPR | 2019-04-22 |  | 2445
1713 |  | CHP | M3429990599 |  | OIL FILTER,010440220,ELGI,COMPRESSOR | NO | 6 | 10974 | ZSPR | 2020-09-05 | 2020-08-31 | 1948
1887 | Non Moving Item | CHP | M1917232036 | Non Moving Item | BEARING 22320 CC | NO | 1 | 10915 | ZSPR | 2020-01-11 |  | 2181
1744 |  | CHP | M5550230034 |  | SOLENOID COIL,915142,HYDAC | NO | 4 | 10667 | ZSPR | 2020-09-30 |  | 1918
1623 |  | CHP | M2041164107 |  | OIL RETAINING RING,ELECON,COUPLING | NO | 2 | 10169.89 | ZSPR | 2020-09-12 |  | 1936
1626 |  | CHP | M2041164111 |  | BREATHER PLUG,ELECON,COUPLING,ESC-660 | NO | 2 | 9940.97 | ZSPR | 2020-09-12 |  | 1936
3 | Surplus Material | CHP | M5518266024 | Surplus Material | BULL GEAR,TA3653,L&T CMMH,APRON FEEDER | NO | 1 | 9912 | ZSPR | 2018-09-07 |  | 2672 | Old Declared Surplus Material
1853 | Non Moving Item | CHP | M5520242602 | Non Moving Item | IDLER ASSY,CARRYING IMPACT,1200MM | NO | 6 | 9761 | ZSPR | 2018-09-03 |  | 2676 | Critical item
1716 |  | CHP | M5503570216 |  | HYDRAULIC HOSE,18.19,BOSCH REXROTH | NO | 4 | 9534 | ZSPR | 2020-12-02 | 2020-10-17 | 1901
1608 |  | CHP | M2041161114 |  | SHAFT SLEEVE,ELECON,COUPLING,ESC-584 | NO | 5 | 9456.58 | ZSPR | 2020-09-12 | 2020-10-27 | 1891
2051 | Non Moving Item | CHP | M6330106079 | Non Moving Item | BRAKE LINER,42,HOIST,5TON | NO | 2 | 9290.78 | ZSPR | 2020-05-27 |  | 2044
2052 | Non Moving Item | CHP | M6330156001 | Non Moving Item | BRAKE LINER,HOIST,7.5MT | SET | 2 | 9145 | ZSPR | 2020-05-27 |  | 2044
2053 | Non Moving Item | CHP | M6330156022 | Non Moving Item | BRK LINER DISC/SHOE,INDEF,HOIST,7.5TON | SET | 2 | 9145 | ZSPR | 2020-05-27 |  | 2044
2054 | Non Moving Item | CHP | M6330206005 | Non Moving Item | BRAKE LINER,HOIST,10TON | PAA | 2 | 9145 | ZSPR | 2020-05-27 |  | 2044
2055 | Non Moving Item | CHP | M6330300041 | Non Moving Item | BRAKE LINER,HOIST,15TON | NO | 2 | 9145 | ZOTH | 2020-05-27 |  | 2044
2057 | Non Moving Item | CHP | M6330356001 | Non Moving Item | BRAKE LINER,HOIST,17.5TON | NO | 2 | 9145 | ZSPR | 2020-06-24 |  | 2016
1687 |  | CHP | M2052204039 |  | OIL LEVEL INDICATOR,ELECON,GB,KCN500 | NO | 2 | 8970.63 | ZSPR | 2020-08-21 |  | 1958
1706 |  | CHP | M3266261003 |  | IMPELLER,230,MOVITEC B VCF4 | MM | 1 | 8850 | ZSPR | 2020-09-05 |  | 1943
1708 |  | CHP | M3266261103 |  | IMPELLER,230,MOVITEC B VCF2 | MM | 1 | 8850 | ZSPR | 2020-09-05 |  | 1943
1791 | Non Moving Item | CHP | M2455901213 | Non Moving Item | POTENTIOMETER ASSY | NO | 2 | 8589.8 | ZSPR | 2019-03-09 |  | 2489
1605 |  | CHP | M2041161111 |  | BREATHER PLUG,ELECON,COUPLING,ESC-584 | NO | 2 | 8320.37 | ZSPR | 2020-09-12 |  | 1936
1845 | Non Moving Item | CHP | M5518266008 | Non Moving Item | TT:Seal | NO | 1 | 8260 | ZSPR | 2018-09-10 |  | 2669 | Critical item
1846 | Non Moving Item | CHP | M5518266009 | Non Moving Item | TT:Seal | NO | 1 | 8260 | ZSPR | 2018-09-10 |  | 2669 | Critical item
1847 | Non Moving Item | CHP | M5518326006 | Non Moving Item | SWAX7000:CUTTER LIP | NO | 1 | 8260 | ZSPR | 2018-09-10 |  | 2669 | Critical item
1848 | Non Moving Item | CHP | M5518326038 | Non Moving Item | SWAX7000:LIP CUTTER | NO | 1 | 8260 | ZSPR | 2018-09-10 |  | 2669 | Critical item
1874 | Non Moving Item | CHP | M5565156005 | Non Moving Item | DUPLEX STRAINER ASSY,60086136-B2 REV 3&2 | NO | 1 | 7839 | ZSPR | 2019-04-20 |  | 2447
1875 | Non Moving Item | CHP | M5565156007 | Non Moving Item | DUPLEX STRAINER ASSY,60086136-B3 REV 3&2 | NO | 1 | 7839 | ZSPR | 2019-04-20 |  | 2447
1876 | Non Moving Item | CHP | M5565156009 | Non Moving Item | DUPLEX STRAINER ASSY,60086136-B5 REV 3&2 | NO | 1 | 7839 | ZSPR | 2019-04-20 |  | 2447
1877 | Non Moving Item | CHP | M5565156011 | Non Moving Item | STRAINER ASSY,GUJARAT OTOFILT,200MM | NO | 1 | 7839 | ZSPR | 2019-04-20 |  | 2447
1610 |  | CHP | M2041161117 |  | BUSH,17-02,ELECON,COUPLING,ESC-584 | NO | 2 | 7820.17 | ZSPR | 2020-09-12 |  | 1936
10 | Surplus Material | CHP | M5518386074 | Surplus Material | DOOR SIDE LINER,ASSPL/JEFFREY,CRUSHER | NO | 1 | 7434 | ZSPR | 2018-09-07 |  | 2672 | Old Declared Surplus Material
11 | Surplus Material | CHP | M5518386075 | Surplus Material | DOOR SIDE LINER,ASSPL/JEFFREY,CRUSHER | NO | 1 | 7434 | ZSPR | 2018-09-07 |  | 2672 | Old Declared Surplus Material
12 | Surplus Material | CHP | M5518386076 | Surplus Material | MIDDLE SIDE LINER,ASSPL/JEFFREY,CRUSHER | NO | 1 | 7434 | ZSPR | 2018-09-07 |  | 2672 | Old Declared Surplus Material
13 | Surplus Material | CHP | M5518386077 | Surplus Material | SIDE LINER HINGE,ASSPL/JEFFREY,CRUSHER | NO | 1 | 7434 | ZSPR | 2018-09-07 |  | 2672 | Old Declared Surplus Material
14 | Surplus Material | CHP | M5518386078 | Surplus Material | SIDE LINER HINGE,JEFFREY RADER,1000TPH | NO | 1 | 7434 | ZSPR | 2018-09-10 |  | 2669 | Old Declared Surplus Material
16 | Surplus Material | CHP | M5518386695 | Surplus Material | 2400TPH:CSU:SCR.FEEDR:HANGER BRG | NO | 1 | 7434 | ZSPR | 2018-09-10 |  | 2669 | Old Declared Surplus Material
1849 | Non Moving Item | CHP | M5518386073 | Non Moving Item | BREAKER PLATE LINER,CW11C103786601&31 | NO | 1 | 7434 | ZSPR | 2018-09-07 |  | 2672 | Critical item
2098 | Non Moving Item | chp | M1980638864 | Non Moving Item | PLUMMER BLOCK,SNL518-615-TS | NO | 1 | 7434 | ZSPR | 2018-09-11 |  | 2668 | Critical item
1630 |  | CHP | M2041164123 |  | GASKET-B,17-09,ELECON,COUPLING,ESC-660 | NO | 4 | 7398.77 | ZSPR | 2020-09-12 |  | 1936
1743 |  | CHP | M5550090204 |  | THERMOWELL,R983027641,BOSCH REXROTH | NO | 2 | 7383.8 | ZSPR | 2020-08-20 |  | 1959
1694 |  | CHP | M2052227444 |  | OIL LEVEL INDICATOR,X4-GR 80:1,PWD-18 | NO | 4 | 7214 | ZSPR | 2020-09-03 |  | 1945
1826 | Non Moving Item | CHP | M5503570166 | Non Moving Item | PLUG-IN CONNECTOR,19.6,BOSCH REXROTH | NO | 3 | 7196.34 | ZSPR | 2018-09-05 |  | 2674 | Critical item
1696 |  | CHP | M2052550800 |  | GEAR BOX ASSY,PBL,GEAR BOX,72KII 15.96:1 | NO | 1 | 7133 | ZSPR | 2020-05-27 |  | 2044
1698 |  | CHP | M2052552000 |  | GEAR BOX ASSY,PBL,83 C-32.1K-D 71L4 | NO | 1 | 7133 | ZSPR | 2020-05-27 |  | 2044
1701 |  | CHP | M2052555400 |  | COMP ASSY,PBL,103C-43.1P-D80L4 | NO | 1 | 7133 | ZSPR | 2020-05-27 |  | 2044
1784 | Non Moving Item | CHP | M2041280338 | Non Moving Item | LOCK CUP,FLUIDOMAT,COUPLING,SC-14 | NO | 1 | 7051 | ZSPR | 2019-04-22 |  | 2445
1890 | Non Moving Item | CHP | M2026132206 | Non Moving Item | V-BELT: SPA 1600 | NO | 40 | 6986.06 | ZOTS | 2018-08-24 |  | 2686
1686 |  | CHP | M2052203934 |  | OIL LEVEL INDICATOR,ELECON,GB,KCN450 | NO | 6 | 6825.63 | ZSPR | 2020-08-21 |  | 1958
1611 |  | CHP | M2041161118 |  | SUPPORT BUSH,17-03,ELECON,COUPLING | NO | 2 | 6390.17 | ZSPR | 2020-09-12 |  | 1936
1612 |  | CHP | M2041161119 |  | GUIDE BUSH,17-04,ELECON,COUPLING,ESC-584 | NO | 2 | 5888.97 | ZSPR | 2020-09-12 |  | 1936
1678 |  | CHP | M2041280302 |  | I/P SPHERICAL BUSH,FLUIDOMAT,SC-14HT | NO | 1 | 5841 | ZSPR | 2019-04-22 | 2020-08-22 | 1957
1680 |  | CHP | M2041280328 |  | O/P SPHERICAL BUSH,FLUIDOMAT,SC-14HT | NO | 1 | 5841 | ZSPR | 2019-04-22 | 2020-08-22 | 1957
1726 |  | CHP | M5522717503 |  | HOSE R1-04/0550/P86-04-08 L/P88-04-08L | NO | 1 | 5653.5 | ZSPR | 2018-09-04 | 2020-05-12 | 2059
1891 | Non Moving Item | CHP | M2026156066 | Non Moving Item | V-BELT,AHU FOR MAIN POWER HOUSE FOR ACS | NO | 12 | 5523.71 | ZOTS | 2019-07-11 |  | 2365
1843 | Non Moving Item | CHP | M5516576015 | Non Moving Item | BUFFER,13-M16789/2,ELECON EPC,25/60 | NO | 2 | 5310 | ZSPR | 2018-09-22 |  | 2657 | Critical item
1851 | Non Moving Item | CHP | M5520240109 | Non Moving Item | IDLER FRAME,CARY SS 35 DEG,1200MM,1490MM | NO | 2 | 4956 | ZSPR | 2019-05-21 |  | 2416
1857 | Non Moving Item | CHP | M5520362609 | Non Moving Item | 1800:IDLER ASSY:CARRY SS, | NO | 2 | 4956 | ZSPR | 2019-05-21 |  | 2416
1617 |  | CHP | M2041161126 |  | F-CPLG:ELECON:ESC-584:LOCK NUT | NO | 4 | 4840.17 | ZSPR | 2020-09-12 |  | 1936
1829 | Non Moving Item | CHP | M5503570191 | Non Moving Item | PLUG-IN CONNECTOR,44.4,BOSCH REXROTH | NO | 2 | 4797.56 | ZSPR | 2018-09-05 |  | 2674 | Critical item
2117 | Non Moving Item | chp | M2090042403 | Non Moving Item | GASKET PACKING,ELECON,COUPLING,ED-25200 | NO | 2 | 4633.6 | ZSPR | 2018-09-07 |  | 2672 | Critical item
2113 | Non Moving Item | chp | M2090041803 | Non Moving Item | O-RING,ELECON,COUPLING,ED-4500 | SET | 2 | 4633.46 | ZSPR | 2018-07-06 |  | 2735 | Critical item
2115 | Non Moving Item | chp | M2090042003 | Non Moving Item | GASKET PACKING,ELECON,COUPLING,ED-8400 | NO | 2 | 4633.46 | ZSPR | 2018-07-06 |  | 2735
1854 | Non Moving Item | CHP | M5520242605 | Non Moving Item | IDLER ASSY,CARRY TRANSITION 20DEG,1200MM | NO | 1 | 4508 | ZSPR | 2019-05-21 |  | 2416
1855 | Non Moving Item | CHP | M5520242612 | Non Moving Item | IDLER ASSY,CARRY TRANSITION 10DEG,1200MM | NO | 1 | 4508 | ZSPR | 2019-05-21 |  | 2416
1684 |  | CHP | M2052201834 |  | OIL LEVEL INDICATOR,ELECON,GEAR BOX | NO | 2 | 4449 | ZSPR | 2020-09-03 |  | 1945
1679 |  | CHP | M2041280309 |  | FUSIBLE PLUG,FLUIDOMAT,CPLG,SC-14HT | NO | 13 | 4421.24 | ZSPR | 2020-08-10 | 2020-08-22 | 1957
1631 |  | CHP | M2041164130 |  | GASKET,ELECON,COUPLING,ESC-660 | NO | 3 | 4344.65 | ZSPR | 2020-09-12 |  | 1936
1604 |  | CHP | M2041161107 |  | OIL RETAINING RING,ELECON,CPLG,ESC-584 | NO | 1 | 4255.48 | ZSPR | 2020-09-12 | 2020-10-27 | 1891
1762 | Non Moving Item | CHP | M2041279033 | Non Moving Item | I/P SPHERICAL BUSH,FLUIDOMAT,CPLG,SC-12 | NO | 1 | 3935 | ZSPR | 2019-04-22 |  | 2445
1767 | Non Moving Item | CHP | M2041279049 | Non Moving Item | O/P SPHERICAL BUSH,FLUIDOMAT,CPLG,SC-12 | NO | 1 | 3935 | ZSPR | 2019-04-22 |  | 2445
1616 |  | CHP | M2041161125 |  | LOCK WASHER,ELECON,COUPLING,ESC-584 | NO | 4 | 3887.17 | ZSPR | 2020-09-12 |  | 1936
1600 |  | CHP | M2026157500 |  | V-BELT SPB-6300 | NO | 6 | 3717.33 | ZOTS | 2019-07-11 | 2020-06-10 | 2030
1893 | Non Moving Item | TMD | M3295046108 | Non Moving Item | STRAINER ASSY,HY-DG-FP10913,144RND | NO | 1 | 499619.94 | ZSPR | 2019-03-07 | 2020-01-31 | 2161
2848 | Non Moving Item | EMD | M8582969274 | Non Moving Item | ISOLATOR,765KV,3150A | NO | 2 | 1192533.14 | ZSPR | 2018-04-13 | 2019-11-30 | 2223
2280 | Non Moving Item | EMD | M6325406070 | Non Moving Item | FRICTION BLOCK,SF9FTYDOG,TECHNO,ELEVATOR | NO | 12 | 1141454.02 | ZSPR | 2019-02-20 |  | 2506
1905 | Non Moving Item | EMD | M8167945189 | Non Moving Item | END TERM KIT ELS,AL,11KV(UE),300SQMM,01R | SET | 11 | 999177.33 | ZOTH | 2019-11-04 | 2020-12-17 | 1840 | material withdrawn
3166 | Non Moving Item | EMD | M9041518077 | Non Moving Item | RELAY,NUM,220VDC,SEL-751A,SEL | NO | 10 | 938054.12 | ZSPR | 2018-09-22 |  | 2657 | Critical item
3167 | Non Moving Item | EMD | M9041519016 | Non Moving Item | RELAY,NUM,220VDC,SEL-787,SEL | NO | 10 | 938054.12 | ZSPR | 2018-09-22 |  | 2657 | Critical item
2007 | Non Moving Item | EMD | M8636206037 | Non Moving Item | MOTOR,GEARED,415VAC,B7,71RPM,3HP,RADICON | NO | 6 | 828549 | ZSPR | 2020-06-30 |  | 2010 | critical spare
2281 | Non Moving Item | EMD | M6325406073 | Non Moving Item | MAGNETIC COIL,SFG500085,TECHNO,ELEVATOR | NO | 18 | 816889.03 | ZSPR | 2019-05-16 |  | 2421
3017 | Non Moving Item | EMD | M8752026110 | Non Moving Item | VALVE SET,ABB,XFMR,1PH,315MVA,27/765KV | NO | 3 | 742619.35 | ZSPR | 2019-03-11 |  | 2487
2306 | Non Moving Item | EMD | M7045901013 | Non Moving Item | PISTON RING KIT | SET | 1 | 738897.96 | ZSPR | 2017-06-30 |  | 3106 | Critical item
2009 | Non Moving Item | EMD | M8692515309 | Non Moving Item | NDE BRG.ASSY. FOR BHEL-10400kW,4P MOTOR | NO | 1 | 634687 | ZSPR | 2020-10-09 |  | 1909 | critical spare
2903 | Non Moving Item | EMD | M8597127885 | Non Moving Item | BELLOW,21KV,BUS DUCT,1495MM,RBR | NO | 8 | 630828 | ZSPR | 2019-07-04 |  | 2372
2008 | Non Moving Item | EMD | M8692515308 | Non Moving Item | DE BRG.ASSY. FOR BHEL-10400kW,4P MOTOR | NO | 1 | 613600 | ZSPR | 2020-10-09 |  | 1909 | critical spare
2890 | Non Moving Item | EMD | M8596512327 | Non Moving Item | FLEXIBLE TERMINAL CONNECTOR,2750A,3PH | NO | 3 | 597121.8 | ZSPR | 2019-08-23 |  | 2322
2992 | Non Moving Item | EMD | M8731251102 | Non Moving Item | XFMR,ISOLATION,415/250-250V,311KVA | NO | 1 | 581331.33 | ZSPR | 2018-12-31 |  | 2557
3735 | Non Moving Item | EMD | M3295018051 | Non Moving Item | ADJUSTING LINER,MDG 366 | NO | 1 | 566849.5 | ZSPR | 2019-03-08 |  | 2490
3742 | Non Moving Item | EMD | M3295018084 | Non Moving Item | THRUST COLLAR,MDG 366 | NO | 1 | 550653.63 | ZSPR | 2019-03-07 |  | 2491
3726 | Non Moving Item | EMD | M3295017051 | Non Moving Item | ADJUSTING LINER,MDG 455 | NO | 1 | 539856.5 | ZSPR | 2018-03-15 |  | 2848 | Critical item
2716 | Non Moving Item | EMD | M8564159642 | Non Moving Item | CIRCUIT BREAKER,AIR,650V,4000A,3P | NO | 3 | 527814 | ZSPR | 2018-06-18 |  | 2753 | Critical item
2259 | Non Moving Item | EMD | M6324171168 | Non Moving Item | COMPLETE WORM GEAR,1900 201C,ALIKRAFT | NO | 1 | 512096 | ZSPR | 2017-12-07 |  | 2946 | Critical item
1993 | Non Moving Item | EMD | M8590240107 | Non Moving Item | MALE/FEMALE CONTACT ASSY,GR POWER,132KV | SET | 5 | 511131.25 | ZSPR | 2020-08-31 |  | 1948 | critical spare
22 | Surplus Material | EMD | M8589835060 | Surplus Material | RMU FOR 11KV VCB SCHNEIDER MAKE | NO | 1 | 501960 | ZSPR | 2015-12-03 |  | 3681 | Old Declared Surplus Material
2715 | Non Moving Item | EMD | M8564157044 | Non Moving Item | CIRCUIT BREAKER,AIR,650V,1250A,3P,C&S | NO | 4 | 485333.74 | ZSPR | 2018-06-18 |  | 2753 | Critical item
2687 | Non Moving Item | EMD | M8556240446 | Non Moving Item | SFU,NORMAL DUTY-TPN,440V,250A | NO | 49 | 461233.88 | ZSPR | 2019-05-16 |  | 2421
20 | Surplus Material | EMD | M8396015017 | Surplus Material | 50KVAR POWER FACTOR IMPROVEMENT PANEL | NO | 4 | 456000 | ZOTH | 2015-09-05 | 2015-09-28 | 3747 | Old Declared Surplus Material
2017 | Non Moving Item | EMD | M9041590075 | Non Moving Item | RELAY,NUM,220VDC,VAMP-57,VAMP | NO | 5 | 445450 | ZSPR | 2019-08-05 | 2020-08-05 | 1974 | critical spare
2323 | Non Moving Item | EMD | M8110552228 | Non Moving Item | CABLE,PWR,800MM2,1C,STRANDED,AL,6.6KV | M | 1255.8 | 445422.53 | ZOTH | 2019-03-13 |  | 2485 | critical spare
1992 | Non Moving Item | EMD | M8590210137 | Non Moving Item | CONTACT ASSY,250/500A,SA91322 | NO | 9 | 441000 | ZSPR | 2020-08-31 |  | 1948 | critical spare
2910 | Non Moving Item | EMD | M8597812996 | Non Moving Item | SEAL OF BUSHING,BHEL,3.3KV,BUS DUCT | NO | 9 | 410930 | ZSPR | 2019-07-04 |  | 2372
2025 | Non Moving Item | EMD | M6309056010 | Non Moving Item | ROTATING BRAKE DISC,25020101009 | NO | 6 | 407138.02 | ZOTH | 2020-06-13 |  | 2027
2248 | Non Moving Item | EMD | M4321056001 | Non Moving Item | CARBON BRUSH,5115/Z600987I,BHEL | NO | 20 | 377600 | ZSPR | 2019-12-07 | 2019-12-07 | 2216
2997 | Non Moving Item | EMD | M8731300299 | Non Moving Item | CONTROL XYMR:5KVA,440/110V | NO | 13 | 372611.32 | ZSPR | 2019-03-16 |  | 2482
2332 | Non Moving Item | EMD | M8112255553 | Non Moving Item | CABLE,PWR,1.5MM2,10C,CU,1.1KV,ARMD,PVC | M | 1460 | 365000 | ZOTS | 2019-02-27 |  | 2499 | critical spare
2320 | Non Moving Item | EMD | M8110224396 | Non Moving Item | CABLE,PWR,185MM2,2C,CU,1.1KV,UNARMD,PVC | M | 1533 | 358945.19 | ZOTH | 2019-03-13 |  | 2485 | critical spare
2071 | Non Moving Item | EMD | M1875755152 | Non Moving Item | VALVE,PLG,FLG,CS,A216-WCB,CL300,150MM,HO | NO | 4 | 332519 | ZSPR | 2019-04-30 |  | 2437
1980 | Non Moving Item | EMD | M8571831029 | Non Moving Item | MODULE:O/G PWR TERMINAL,TTO-TPN,400A C&S | SET | 20 | 318599.94 | ZSPR | 2020-09-28 |  | 1920 | critical spare
2292 | Non Moving Item | EMD | M7030250788 | Non Moving Item | PRIMING PUMP CONNECT,HS1603000MS | NO | 1 | 305750.75 | ZSPR | 2017-06-30 |  | 3106 | Critical item
2810 | Non Moving Item | EMD | M8574201922 | Non Moving Item | ACB:MOVING CONTACT ASSY,30D,C&S | NO | 6 | 305502 | ZSPR | 2018-06-18 |  | 2753 | Critical item
3018 | Non Moving Item | EMD | M8752026113 | Non Moving Item | OIL FLOW INDICATOR,ABB,XFMR | NO | 6 | 294008.89 | ZSPR | 2018-05-24 |  | 2778 | Critical item
1985 | Non Moving Item | EMD | M8589345930 | Non Moving Item | FLEXIBLE CONNECTION,25211001526-V00,BHEL | NO | 18 | 272529.19 | ZSPR | 2020-03-13 |  | 2119 | critical spare
1986 | Non Moving Item | EMD | M8589345949 | Non Moving Item | FLEXIBLE CONNECTION,25211001525-V00,BHEL | NO | 18 | 272529.19 | ZSPR | 2020-03-13 |  | 2119 | critical spare
2816 | Non Moving Item | EMD | M8574202712 | Non Moving Item | FIXED CONTACT SET,FIXCONT-40D,C&S | NO | 6 | 268403 | ZSPR | 2018-06-18 |  | 2753 | Critical item
2038 | Non Moving Item | EMD | M6325406072 | Non Moving Item | GUIDE ROLLER,SFG400224,TECHNO | NO | 37 | 262079.74 | ZSPR | 2020-02-11 |  | 2150
3092 | Non Moving Item | EMD | M8752855201 | Non Moving Item | HV BUSHING,TOSHIBA,XFMR | NO | 3 | 258588.36 | ZSPR | 2017-03-27 |  | 3201 | Critical item
3104 | Non Moving Item | EMD | M8752855401 | Non Moving Item | HV BUSHING,TOSHIBA,XFMR | NO | 3 | 258588 | ZSPR | 2017-03-27 |  | 3201 | Critical item
2294 | Non Moving Item | EMD | M7045901001 | Non Moving Item | GASKET-CYLINDER HEAD | NO | 16 | 254792 | ZSPR | 2017-06-30 |  | 3106 | Critical item
2416 | Non Moving Item | EMD | M8396055138 | Non Moving Item | RESISTOR,NEUTRAL GROUNDING,3.32OHM | NO | 1 | 248050.34 | ZSPR | 2018-12-22 |  | 2566
1979 | Non Moving Item | EMD | M8571830974 | Non Moving Item | O/G POWER TERMINAL TTO-TP,125A,C&S | SET | 50 | 244259.95 | ZSPR | 2020-09-28 |  | 1920 | critical spare
2891 | Non Moving Item | EMD | M8596517100 | Non Moving Item | FLEXIBLE CONNECTOR,CU,GENERATOR | NO | 1 | 236000 | ZSPR | 2019-08-23 |  | 2322
1975 | Non Moving Item | EMD | M8571830451 | Non Moving Item | MODULE:O/G FEMALE TERMINAL,125A,C&S | NO | 50 | 233639.96 | ZSPR | 2020-09-28 |  | 1920 | critical spare
1977 | Non Moving Item | EMD | M8571830840 | Non Moving Item | MODULE:I/C POWER TERMINAL TTI-TP125A C&S | SET | 50 | 233639.96 | ZSPR | 2020-09-28 |  | 1920 | critical spare
3158 | Non Moving Item | EMD | M9013710100 | Non Moving Item | RELAY,BATTERY E/F,1-7MA,220VDC,CAEM21,GE | NO | 12 | 233639.17 | ZSPR | 2018-06-18 |  | 2753 | Critical item
2916 | Non Moving Item | EMD | M8611394265 | Non Moving Item | MOTOR,SQL CAGE IND,415VAC,3PH,80L,4P,V1 | NO | 2 | 229924 | ZSPR | 2018-05-15 |  | 2787 | Critical item
2782 | Non Moving Item | EMD | M8570486116 | Non Moving Item | ARCING CONTACT,C&S,CIRCUIT BREAKER,EOD | NO | 6 | 228047 | ZSPR | 2018-06-18 |  | 2753
3066 | Non Moving Item | EMD | M8752822110 | Non Moving Item | VALVE SET,TRIL,XFMR,1000KVA,11/0.433KV | SET | 2 | 227341.38 | ZSPR | 2019-12-03 |  | 2220
2260 | Non Moving Item | EMD | M6324171178 | Non Moving Item | COMPLETE BRAKE NAVE,2100 201C,ALIKRAFT | NO | 1 | 226043 | ZSPR | 2017-12-07 |  | 2946
1994 | Non Moving Item | EMD | M8590240116 | Non Moving Item | 132KV G R POWER: MTR. OP.MECH.FOR ISOLTR | NO | 4 | 220500 | ZSPR | 2020-08-31 |  | 1948 | critical spare
3153 | Non Moving Item | EMD | M9010142005 | Non Moving Item | RELAY,CONTROL,5A,2NO+2NC,CSN-77-CR1-4 | NO | 1 | 219063 | ZSPR | 2019-02-21 |  | 2505
2788 | Non Moving Item | EMD | M8571130328 | Non Moving Item | CONTACTOR:SPARE COIL,110VAC,400A,C&S | NO | 32 | 217124.5 | ZSPR | 2018-06-18 |  | 2753
3736 | Non Moving Item | EMD | M3295018065 | Non Moving Item | CASING RING(4TH,5TH,6TH STAGE),MDG 366 | NO | 3 | 214209.18 | ZSPR | 2019-03-07 |  | 2491
2809 | Non Moving Item | EMD | M8574201700 | Non Moving Item | ACB:FIXED CONTACT,25D,C&S | NO | 6 | 214099 | ZSPR | 2018-06-18 |  | 2753
2277 | Non Moving Item | EMD | M6325316019 | Non Moving Item | BRAKE MOTOR,3001 265-588,ELEVATOR | NO | 1 | 211431 | ZSPR | 2017-12-07 |  | 2946
2312 | Non Moving Item | EMD | M7045901030 | Non Moving Item | GEAR OIL PUMP,SEV-116/15,PERKINS | SET | 1 | 203834.14 | ZSPR | 2017-06-30 |  | 3106 | Critical item
2005 | Non Moving Item | EMD | M8612474263 | Non Moving Item | MOTOR,SQL CAGE IND,415VAC,51A,3PH,S1 | NO | 3 | 198017.46 | ZSPR | 2020-02-04 |  | 2157 | critical spare
2333 | Non Moving Item | EMD | M8157215009 | Non Moving Item | CBL TRL:3.3KV:CU:EPR FLX:3CX70+3CX70/3SQ | M | 270 | 192042.9 | ZOTH | 2018-09-11 |  | 2668 | material withdrawn
1973 | Non Moving Item | EMD | M8562372258 | Non Moving Item | CIRCUIT BREAKER,MC,415VAC,400A,3P | NO | 9 | 191947.7 | ZSPR | 2016-12-05 | 2020-07-02 | 2008 | critical spare
1976 | Non Moving Item | EMD | M8571830813 | Non Moving Item | MCC:O/G POWER TERMINAL MALE,C&S | SET | 20 | 191159.96 | ZSPR | 2020-09-28 |  | 1920 | critical spare
1978 | Non Moving Item | EMD | M8571830868 | Non Moving Item | MODULE:I/C PWR TERMINAL,TTI-TPN,400A C&S | NO | 20 | 191159.96 | ZSPR | 2020-09-28 |  | 1920 | critical spare
2975 | Non Moving Item | EMD | M8723552051 | Non Moving Item | XFMR,CURR,2000/1A,132KV,CL-PS | NO | 1 | 180970.56 | ZSPR | 2018-03-27 |  | 2836
2820 | Non Moving Item | EMD | M8581090032 | Non Moving Item | MOVING&ARCING CONT,ALSTOM | NO | 2 | 180970 | ZSPR | 2018-01-24 |  | 2898
2836 | Non Moving Item | EMD | M8581880233 | Non Moving Item | MOTOR,ALSTOM,CB,765KV | NO | 2 | 180000 | ZSPR | 2018-01-24 |  | 2898
2454 | Non Moving Item | EMD | M8523189206 | Non Moving Item | STRING ASSY,RASHTRA UDYOG | NO | 12 | 180000 | ZSPR | 2018-04-13 |  | 2819
2929 | Non Moving Item | EMD | M8617433034 | Non Moving Item | MOTOR,SQL CAGE IND,415VAC,77A,3PH,VD280S | NO | 1 | 179174 | ZSPR | 2019-07-24 |  | 2352
2837 | Non Moving Item | EMD | M8581880242 | Non Moving Item | TIGE DE CONTACT,HRCC0837301,ALSTOM,GL300 | NO | 12 | 179085.75 | ZSPR | 2018-01-24 |  | 2898
2838 | Non Moving Item | EMD | M8581880251 | Non Moving Item | TULIP DE COUPURE,HRCC0835901,ALSTOM | NO | 12 | 179085.75 | ZSPR | 2018-01-24 |  | 2898
2839 | Non Moving Item | EMD | M8581880260 | Non Moving Item | BUSE POUR CENTRE,HRCC000033001,ALSTOM | NO | 12 | 179085.75 | ZSPR | 2018-01-24 |  | 2898
3730 | Non Moving Item | EMD | M3295017065 | Non Moving Item | CASING RING (4TH&5TH STAGE),MDG 455 | NO | 2 | 178508.16 | ZSPR | 2019-03-07 |  | 2491
3731 | Non Moving Item | EMD | M3295017066 | Non Moving Item | CASING RING (2ND&3RD STAGE),MDG 455 | NO | 2 | 178508.16 | ZSPR | 2019-03-07 |  | 2491
2040 | Non Moving Item | EMD | M6325406078 | Non Moving Item | SEALING RING,SP0812,TECHNO,LIFT/ELEVATOR | NO | 17 | 169523.03 | ZSPR | 2020-06-13 |  | 2027
2039 | Non Moving Item | EMD | M6325406077 | Non Moving Item | O-RING,SP0811,TECHNO,LIFT/ELEVATOR | NO | 20 | 168999.03 | ZSPR | 2020-06-13 |  | 2027
2980 | Non Moving Item | EMD | M8725110039 | Non Moving Item | XFMR,POT,VOLTAGE,415/110V,50VA | NO | 6 | 167395 | ZSPR | 2019-12-30 |  | 2193
2476 | Non Moving Item | EMD | M8523377223 | Non Moving Item | RIGID SPACER,SUB-STN AUT SYS | NO | 128 | 166400 | ZSPR | 2018-04-13 |  | 2819
2554 | Non Moving Item | EMD | M8523559340 | Non Moving Item | FLEXIBLE SPACER,PV/SP/220/018 REV 01 | NO | 155 | 165500 | ZSPR | 2018-02-14 |  | 2877
3127 | Non Moving Item | EMD | M8752856001 | Non Moving Item | HV BUSHING,TOSHIBA,XFMR | NO | 1 | 165049.26 | ZSPR | 2017-03-27 | 2018-06-05 | 2766
1981 | Non Moving Item | EMD | M8574202864 | Non Moving Item | ACB:LOWER MECH,LOWERMECH20-25D,C&S | NO | 6 | 162227.99 | ZSPR | 2020-09-28 |  | 1920 | critical spare
3187 | Non Moving Item | EMD | M9253440102 | Non Moving Item | RECTIFIER MODULE,241115.600,ELTEK | NO | 15 | 161529.42 | ZSPR | 2019-08-07 |  | 2338
2278 | Non Moving Item | EMD | M6325406051 | Non Moving Item | RECTIFIER CARD,SP0528,TECHNO,ERG-RF | NO | 14 | 160480.02 | ZSPR | 2019-02-20 |  | 2506
3719 | Non Moving Item | EMD | M3266177024 | Non Moving Item | GASKET,UG1531185/20,LUVAK,250-400/1 | NO | 14 | 154438.05 | ZSPR | 2018-12-29 |  | 2559
2874 | Non Moving Item | EMD | M8592470715 | Non Moving Item | CU CONT FNGR F/MALE CONTCT:132 KV:ISLTR | NO | 6 | 152694 | ZSPR | 2018-05-30 |  | 2772
1904 | Non Moving Item | EMD | M8167845650 | Non Moving Item | END TERM KIT ELST,AL,11KV(E),185SQMM,01R | SET | 2 | 152397.33 | ZOTH | 2019-11-04 | 2020-12-17 | 1840 | material withdrawn
2282 | Non Moving Item | EMD | M6325406080 | Non Moving Item | SWITCH,SP1000,TECHNO,LIFT/ELEVATOR | NO | 12 | 151908 | ZSPR | 2019-02-20 |  | 2506
2041 | Non Moving Item | EMD | M6325406079 | Non Moving Item | LOCK BUSHING,SP0876,TECHNO | NO | 30 | 151211.02 | ZSPR | 2020-06-13 |  | 2027
3125 | Non Moving Item | EMD | M8752855513 | Non Moving Item | OLTC CONTACT SET,TOSHIBA,XFMR | NO | 1 | 147522.6 | ZSPR | 2017-03-27 |  | 3201
3737 | Non Moving Item | EMD | M3295018066 | Non Moving Item | CASING RING(2ND,3RD STAGE),MDG 366 | NO | 2 | 142810.2 | ZSPR | 2019-03-07 |  | 2491
3013 | Non Moving Item | EMD | M8752020713 | Non Moving Item | OLTC CONTACT,ABB,XFMR | NO | 1 | 141600 | ZSPR | 2018-05-24 |  | 2778
3019 | Non Moving Item | EMD | M8752026114 | Non Moving Item | CONTACT SET,ABB,XFMR,1PH,315MVA,27/765KV | NO | 1 | 141600 | ZSPR | 2019-03-11 |  | 2487
2921 | Non Moving Item | EMD | M8612455083 | Non Moving Item | MOTOR,SQL CAGE IND,415VAC,38.5A,3PH,S1 | NO | 2 | 141432 | ZSPR | 2020-01-25 |  | 2167
2042 | Non Moving Item | EMD | M6325406084 | Non Moving Item | PUSH BUTTON,RM03529,TECHNO,LIFT/ELEVATOR | NO | 23 | 141423.03 | ZSPR | 2020-12-15 | 2020-07-21 | 1989
2477 | Non Moving Item | EMD | M8523377232 | Non Moving Item | FLEXIBLE SPACER,SUB-STN AUT SYS | NO | 117 | 140400 | ZSPR | 2018-04-13 |  | 2819
2279 | Non Moving Item | EMD | M6325406052 | Non Moving Item | RECTIFIER CARD,SP0501,TECHNO,BR-RF | NO | 10 | 137116.02 | ZSPR | 2019-02-20 |  | 2506
2972 | Non Moving Item | EMD | M8723282057 | Non Moving Item | XFMR,CURR,1200/1-1A,132KV,20VA,CL-PS | NO | 1 | 135727.92 | ZSPR | 2018-03-27 |  | 2836
3137 | Non Moving Item | EMD | M8752856012 | Non Moving Item | VALVE SET,TOSHIBA,XFMR | NO | 1 | 132300.12 | ZSPR | 2017-03-27 |  | 3201
2428 | Non Moving Item | EMD | M8510242457 | Non Moving Item | CONTACTOR,POWER,415VAC,63A,3P,LC1-D633 | NO | 28 | 130225.2 | ZSPR | 2019-10-11 | 2019-10-30 | 2254
2892 | Non Moving Item | EMD | M8596517119 | Non Moving Item | FLEXIBLE CONNECTOR,CU,GT | NO | 1 | 129800 | ZSPR | 2019-08-23 |  | 2322
2844 | Non Moving Item | EMD | M8581880312 | Non Moving Item | CONTACT FINGER,ALSTOM,CB,765KV | NO | 6 | 128261.88 | ZSPR | 2018-04-13 |  | 2819
3718 | Non Moving Item | EMD | M3266177023 | Non Moving Item | GASKET,400.14,LUVAK:250-400/1 | NO | 13 | 126760.04 | ZSPR | 2018-12-29 |  | 2559
2304 | Non Moving Item | EMD | M7045901011 | Non Moving Item | VALVE SPRING | NO | 1 | 122300.48 | ZSPR | 2017-06-30 |  | 3106 | Critical item
2021 | Non Moving Item | EMD | M5386016007 | Non Moving Item | WATER TEMP SWITCH,782/176,STAMFORD | NO | 2 | 120852.18 | ZSPR | 2020-07-04 |  | 2006 | critical spare
2983 | Non Moving Item | EMD | M8725391083 | Non Moving Item | XFMR,POT,EARTHED,22KVR3/110VR3,100VA,1PH | NO | 6 | 119751.22 | ZSPR | 2018-09-14 |  | 2665
2758 | Non Moving Item | EMD | M8570095567 | Non Moving Item | BUS DUCT CONNECTOR,2500A | NO | 1 | 118000 | ZSPR | 2019-08-23 |  | 2322
2886 | Non Moving Item | EMD | M8596121112 | Non Moving Item | BD FLEX CONNECTOR,3000A | NO | 1 | 118000 | ZSPR | 2019-09-14 |  | 2300
2895 | Non Moving Item | EMD | M8596562094 | Non Moving Item | TERMINAL CONNECTOR,3.3KV,2750A | NO | 1 | 118000 | ZSPR | 2019-09-14 |  | 2300
2902 | Non Moving Item | EMD | M8597121993 | Non Moving Item | FLEX.TERMINAL CONNECTOR,GE,0.4KV | NO | 1 | 118000 | ZSPR | 2019-08-23 |  | 2322
2907 | Non Moving Item | EMD | M8597511956 | Non Moving Item | BUSBAR CONNECTOR,C&S,6.6/11KV,3000A | NO | 1 | 118000 | ZSPR | 2019-08-23 |  | 2322
2067 | Non Moving Item | EMD | M1779006222 | Non Moving Item | CONNECTOR,STR,THD-MXBE,GI,8MM | NO | 58 | 117972 | ZSPR | 2019-02-27 |  | 2499
24 | Surplus Material | EMD | M8752500801 | Surplus Material | HV BUSHING,INDOTECH,XFMR | NO | 1 | 117193 | ZSPR | 2015-12-03 |  | 3681 | Old Declared Surplus Material
2424 | Non Moving Item | EMD | M8510223319 | Non Moving Item | CONTACTOR,110VAC,140A,3P,SIEMENS | NO | 4 | 116126.98 | ZSPR | 2019-03-19 |  | 2479
2989 | Non Moving Item | EMD | M8730343024 | Non Moving Item | XFMR,CTRL,415V,110V,1.5KVA | NO | 1 | 115234 | ZSPR | 2019-02-21 |  | 2505
2390 | Non Moving Item | EMD | M8225405305 | Non Moving Item | LUMINAIRE,CFL,1X11W,150-270V,IP20 | NO | 300 | 114274.87 | ZOTS |  | 2019-10-11 | 2273
2446 | Non Moving Item | EMD | M8523184113 | Non Moving Item | DOUBLE TENSION HARDWARE ASSY | SET | 12 | 114000.03 | ZSPR | 2018-02-08 |  | 2883
2451 | Non Moving Item | EMD | M8523187875 | Non Moving Item | DOUBL SUSP STRING ASSLY WITH TURN BUCKL2 | NO | 11 | 114000 | ZSPR | 2018-02-10 |  | 2881
2065 | Non Moving Item | EMD | M6604046029 | Non Moving Item | FIL.:610*610*50MM,AHU FOR MN.POWER HOUSE | NO | 45 | 111908.05 | ZSPR | 2020-06-06 |  | 2034
2283 | Non Moving Item | EMD | M6325406090 | Non Moving Item | TIMER CARD,RMS-161-P2-0157,TECHNO | NO | 6 | 110342 | ZSPR | 2019-02-20 |  | 2506
2680 | Non Moving Item | EMD | M8550146519 | Non Moving Item | SWITCH,RTRY,ON-OFF,1WAY,415VAC,63A | NO | 2 | 110202 | ZSPR | 2019-02-21 |  | 2505
2063 | Non Moving Item | EMD | M6602190117 | Non Moving Item | TOUCH SCREEN WINVIEW,SE8211031,DAIKIN | NO | 1 | 108707.85 | ZSPR | 2020-07-16 |  | 1994 | Critical item
3124 | Non Moving Item | EMD | M8752855511 | Non Moving Item | VALVE SET,TOSHIBA,XFMR | NO | 1 | 107807.88 | ZSPR | 2017-03-27 |  | 3201
2760 | Non Moving Item | EMD | M8570397519 | Non Moving Item | FIXED ARCING CONTACT,SL90652,L&T | NO | 6 | 107474 | ZSPR | 2018-06-18 |  | 2753
621 | Non Moving Item | EMD | M3874016017 | Non Moving Item | EA:95KV SUPPORT INSULATOR | NO | 4 | 107050 | ZSPR | 2019-04-30 |  | 2437 | Critical item
1995 | Non Moving Item | EMD | M8590240125 | Non Moving Item | MECHANISM,ISOLATOR,GR POWER,132KV | NO | 2 | 106575 | ZSPR | 2020-08-31 |  | 1948 | critical spare
2812 | Non Moving Item | EMD | M8574202624 | Non Moving Item | ACB:FIXED CONTACT,1200A,C&S | NO | 12 | 106483 | ZSPR | 2018-06-18 |  | 2753
1901 | Non Moving Item | EMD | M8167245180 | Non Moving Item | JKIT,ET,H/S,XLPE,11KV,1C,300MM2,AL | NO | 69 | 106345.07 | ZOTH | 2015-12-04 | 2020-04-30 | 2071 | material withdrawn
3012 | Non Moving Item | EMD | M8752020712 | Non Moving Item | COOLER FAN+MOTOR,ABB,XFMR | NO | 2 | 106200 | ZSPR | 2019-03-11 |  | 2487
2455 | Non Moving Item | EMD | M8523189224 | Non Moving Item | STRING ASSY,RASHTRA UDYOG | NO | 7 | 105000 | ZSPR | 2018-04-13 |  | 2819
3045 | Non Moving Item | EMD | M8752752402 | Non Moving Item | LV BUSHING,KEC,XFMR,3PH,16MVA,11/3.45KV | NO | 3 | 104763.21 | ZSPR | 2018-12-22 |  | 2566
2896 | Non Moving Item | EMD | M8596562164 | Non Moving Item | TERMINAL CONNECTOR,3.3KV,1600A | NO | 1 | 102646 | ZSPR | 2019-08-23 |  | 2322
2920 | Non Moving Item | EMD | M8612414082 | Non Moving Item | MTR: SCI,415VAC,3PH,HX160MLB4I,B3,F,15KW | NO | 2 | 102567 | ZSPR | 2019-05-13 |  | 2424
2307 | Non Moving Item | EMD | M7045901014 | Non Moving Item | MAIN BEARING KIT | SET | 1 | 101917.52 | ZSPR | 2017-06-30 |  | 3106 | Critical item
2061 | Non Moving Item | EMD | M6602190111 | Non Moving Item | CAPACITY TRANSDUCER,S7876-142,DAIKIN | NO | 1 | 100889.86 | ZSPR | 2020-07-16 |  | 1994
3117 | Non Moving Item | EMD | M8752855502 | Non Moving Item | LV BUSHING,TOSHIBA,XFMR | NO | 3 | 100753.56 | ZSPR | 2017-03-27 |  | 3201
3129 | Non Moving Item | EMD | M8752856003 | Non Moving Item | LV BUSHING,TOSHIBA,XFMR | NO | 3 | 100753.56 | ZSPR | 2017-03-27 |  | 3201
2846 | Non Moving Item | EMD | M8582828426 | Non Moving Item | ISOLATOR,145KV,1250A,IS9921 | NO | 1 | 100000 | ZSPR | 2018-02-08 |  | 2883
2847 | Non Moving Item | EMD | M8582828826 | Non Moving Item | ISOLATOR,145KV,2000A,IS9921 | NO | 1 | 100000 | ZSPR | 2018-02-08 |  | 2883
3168 | Non Moving Item | EMD | M9041625551 | Non Moving Item | RELAY,NUM,220VDC,5A,MICOM-P546,AREVA | NO | 1 | 100000 | ZSPR | 2018-01-24 |  | 2898
2919 | Non Moving Item | EMD | M8612383082 | Non Moving Item | MOTOR,SQL CAGE IND,415VAC,3PH,160L,6P,B3 | NO | 1 | 99654 | ZSPR | 2019-07-24 |  | 2352
3015 | Non Moving Item | EMD | M8752026107 | Non Moving Item | MAGNETIC OIL GAUGE,ABB,XFMR | NO | 4 | 98517.95 | ZSPR | 2018-05-24 |  | 2778
3207 | Non Moving Item | EMD | M6305200041 | Non Moving Item | MOTOR,CRANE,4128T | NO | 1 | 95473 | ZOTH | 2019-08-08 |  | 2337
3210 | Non Moving Item | EMD | M6324076156 | Non Moving Item | LIMIT CAM SENSOR,858.100.062 | NO | 3 | 95017 | ZOTH | 2017-12-07 |  | 2946
2317 | Non Moving Item | EMD | M8110201195 | Non Moving Item | CABLE,PWR,400MM2,1C,SLD,AL,1.1KV,AR,PVC | M | 1456.1 | 93577.02 | ZOTH | 2019-04-06 |  | 2461 | critical spare
2918 | Non Moving Item | EMD | M8612344401 | Non Moving Item | MOTOR,SQL CAGE IND,160M,4P,V6,7/7.1KW | NO | 1 | 92892 | ZSPR | 2019-08-06 |  | 2339
2558 | Non Moving Item | EMD | M8525057211 | Non Moving Item | RELAY,THERMAL O/L,0.63-1A,CONTACTOR,L&T | NO | 66 | 92293.63 | ZSPR | 2019-04-05 |  | 2462
2915 | Non Moving Item | EMD | M8611174261 | Non Moving Item | MOTOR,SQL CAGE IND,415VAC,3PH,80,4P,V1 | NO | 1 | 92158 | ZSPR | 2018-05-15 |  | 2787
2075 | Non Moving Item | EMD | M1892390185 | Non Moving Item | VALVE,BTFL,FLG,CI,IS210-FG260,1000MM | NO | 1 | 92000 | ZSPR | 2017-11-13 |  | 2970
2808 | Non Moving Item | EMD | M8574200169 | Non Moving Item | FIXED CONTACT,FIXCONT-20S,C&S,ACB | SET | 6 | 91969 | ZSPR | 2018-06-18 |  | 2753
3727 | Non Moving Item | EMD | M3295017060 | Non Moving Item | INTERSTAGE BUSING,MDG 455 | NO | 1 | 91881 | ZSPR | 2019-03-08 |  | 2490
1613 |  | CHP | M2041161121 |  | INTERNAL CIRCLIP,17-06,ELECON,COUPLING | NO | 2 | 3410.17 | ZSPR | 2020-09-12 |  | 1936
2118 | Non Moving Item | chp | M2090042405 | Non Moving Item | COUPLING:ELECON:ED25200:HEX FITTED BOLT | SET | 2 | 3128.18 | ZSPR | 2019-06-07 |  | 2399
2112 | Non Moving Item | chp | M2090041704 | Non Moving Item | ELECON:ED3200:BOLT | NO | 2 | 3079.3 | ZSPR | 2018-09-04 |  | 2675 | Critical item
2114 | Non Moving Item | chp | M2090041807 | Non Moving Item | HEX BOLT #4 ELECON:ED-4500 | NO | 2 | 3079.3 | ZSPR | 2018-09-07 |  | 2672 | Critical item
2116 | Non Moving Item | chp | M2090042004 | Non Moving Item | COUPLING:ELECON:ED-8400:BOLT | NO | 2 | 3079.3 | ZSPR | 2018-09-07 |  | 2672 | Critical item
1821 | Non Moving Item | CHP | M5503451066 | Non Moving Item | CARGE WHEEL BRG HSG,TP7453/3,ELECON EPC | NO | 1 | 2926 | ZSPR | 2019-06-07 |  | 2399
1836 | Non Moving Item | CHP | M5507106203 | Non Moving Item | BELT,CONVEYOR,NN,FR,500MM,315KN/M/3,3MM | M | 17.53 | 2896.2 | ZSPR | 2018-09-07 |  | 2672
1833 | Non Moving Item | CHP | M5504556564 | Non Moving Item | CLAMP PLATE,BMH,CSB-150,150X200X25MM | NO | 119 | 2819.82 | ZSPR | 2018-09-10 | 2019-05-21 | 2416
1618 |  | CHP | M2041161129 |  | GASKET,ELECON,COUPLING,ESC-584 | NO | 2 | 2576.17 | ZSPR | 2020-09-12 |  | 1936
1619 |  | CHP | M2041161130 |  | GASKET,ELECON,COUPLING,ESC-584 | NO | 2 | 2576.17 | ZSPR | 2020-09-12 |  | 1936
1607 |  | CHP | M2041161113 |  | OIL SEAL SLEEVE,ELECON,COUPLING,ESC-584 | NO | 1 | 2491.68 | ZSPR | 2020-09-12 | 2020-10-27 | 1891
3728 | Non Moving Item | EMD | M3295017061 | Non Moving Item | INTERSTAGE BUSING,MDG 455 | NO | 1 | 91879 | ZSPR | 2019-03-08 |  | 2490
2391 | Non Moving Item | EMD | M8225405509 | Non Moving Item | MIR OPTIC LUMINAIRE,CFL,3X34/36W | NO | 83 | 91856.1 | ZOTS |  | 2019-10-11 | 2273
2906 | Non Moving Item | EMD | M8597166949 | Non Moving Item | SUPPORT INSULATOR,33KV,BUS DUCT | NO | 40 | 91238 | ZSPR | 2019-08-23 |  | 2322
2922 | Non Moving Item | EMD | M8612474083 | Non Moving Item | MOTOR,SQL CAGE IND,415VAC,51.3A,3PH,S1 | NO | 1 | 90271 | ZSPR | 2019-05-13 |  | 2424
3016 | Non Moving Item | EMD | M8752026108 | Non Moving Item | BUCHHOLZ RELAY,ABB,XFMR | NO | 4 | 90116.95 | ZSPR | 2018-05-24 |  | 2778
2977 | Non Moving Item | EMD | M8723910686 | Non Moving Item | XFMR,CURR,30000/5A,CL-PS,IS2705,3000KPV | NO | 3 | 90000 | ZSPR | 2018-09-14 |  | 2665
2456 | Non Moving Item | EMD | M8523189233 | Non Moving Item | STRING ASSY,RASHTRA UDYOG | NO | 6 | 90000 | ZSPR | 2018-04-13 |  | 2819
3732 | Non Moving Item | EMD | M3295017067 | Non Moving Item | CASING RING (1ST.END SIDE STAG),MDG 455 | NO | 1 | 89254.08 | ZSPR | 2019-03-07 |  | 2491
3733 | Non Moving Item | EMD | M3295017068 | Non Moving Item | CASING RING (1ST.COUP SIDE STAG),MDG 455 | NO | 1 | 89254.08 | ZSPR | 2019-03-07 |  | 2491
1997 | Non Moving Item | EMD | M8590240152 | Non Moving Item | 132KV G R POWER: LIMIT SWITCH | NO | 20 | 88200 | ZSPR | 2020-08-31 |  | 1948 | critical spare
2923 | Non Moving Item | EMD | M8612494445 | Non Moving Item | MOTOR,SQL CAGE IND,3PH,225S,4P,IMV1,37KW | NO | 2 | 87837.71 | ZSPR | 2019-01-16 |  | 2541
3113 | Non Moving Item | EMD | M8752855411 | Non Moving Item | VALVE SET,TOSHIBA,XFMR | NO | 1 | 86743.86 | ZSPR | 2017-03-27 |  | 3201
2993 | Non Moving Item | EMD | M8731251111 | Non Moving Item | XFMR,ISOLATION,415/250-250V,66KVA | NO | 1 | 86204.93 | ZSPR | 2019-02-27 |  | 2499
2994 | Non Moving Item | EMD | M8731251120 | Non Moving Item | XFMR,ISOLATION,415/60V,9.3KVA | NO | 1 | 86204.93 | ZSPR | 2019-02-27 |  | 2499
2403 | Non Moving Item | EMD | M8275220062 | Non Moving Item | SOCKET,230/250V,6A,5PIN | NO | 1 | 85523 | ZOTS | 2019-08-07 |  | 2338 | material withdrawn
2908 | Non Moving Item | EMD | M8597517495 | Non Moving Item | FLEXIBLE CONNECTOR,CU,FJ-9 | NO | 1 | 85164.34 | ZSPR | 2019-08-23 |  | 2322
2909 | Non Moving Item | EMD | M8597517839 | Non Moving Item | FLEXIBLE CONNECTOR,CU,FJ-6 | NO | 1 | 85164.34 | ZSPR | 2019-08-23 |  | 2322
2924 | Non Moving Item | EMD | M8612534443 | Non Moving Item | MOTOR,SQL CAGE IND,415VAC,3PH,S1,250M,4P | NO | 1 | 85000 | ZSPR | 2019-01-16 |  | 2541
2045 | Non Moving Item | EMD | M6325496006 | Non Moving Item | CONTROL TRANSFORMER,TF-1.0KVA,TECHNO | NO | 2 | 83836 | ZSPR | 2020-10-15 |  | 1903
2713 | Non Moving Item | EMD | M8562498048 | Non Moving Item | CIRCUIT BREAKER,MC,415V,400A,3P,50KA | NO | 5 | 83759.42 | ZSPR | 2019-04-08 |  | 2459
2725 | Non Moving Item | EMD | M8567525066 | Non Moving Item | SWITCH,CONTROL,8WAY,250VDC,10A,AREVA | NO | 11 | 83169.17 | ZSPR | 2019-04-06 |  | 2461
2756 | Non Moving Item | EMD | M8569990443 | Non Moving Item | ARCING CONTACT SET,ARCONT-30D,C&S | SET | 6 | 82340 | ZSPR | 2018-06-18 |  | 2753
3720 | Non Moving Item | EMD | M3266177026 | Non Moving Item | GASKET,KSB,250-400/1,LUVAK | NO | 6 | 81077.02 | ZSPR | 2018-12-29 |  | 2559
2447 | Non Moving Item | EMD | M8523187839 | Non Moving Item | SINGL SUSP STRING ASSLY WITH THR. CLAMP2 | NO | 8 | 81000 | ZSPR | 2018-02-10 |  | 2881
3101 | Non Moving Item | EMD | M8752855211 | Non Moving Item | VALVE SET,TOSHIBA,XFMR | NO | 1 | 80445.36 | ZSPR | 2017-03-27 |  | 3201
1958 | Non Moving Item | EMD | M8520609592 | Non Moving Item | CONTACTOR,AUXILIARY,240VAC,2NO+2NC,BCH | NO | 127 | 79402.78 | ZSPR |  | 2020-04-09 | 2092 | material withdrawn
1902 | Non Moving Item | EMD | M8167245649 | Non Moving Item | JKIT,ET,H/S,11KV,3C,150MM2,AL | SET | 33 | 78527.89 | ZOTH | 2017-11-09 | 2020-04-30 | 2071 | material withdrawn
2387 | Non Moving Item | EMD | M8216457300 | Non Moving Item | LAMP,DISC,HPSV,ELLIPTICAL,SC,150W,250V | NO | 271 | 78263.72 | ZOTS | 2019-08-03 | 2019-09-16 | 2298
3740 | Non Moving Item | EMD | M3295018076 | Non Moving Item | BALANCING SLEEVE,MDG 366 | NO | 1 | 77864 | ZSPR | 2019-03-08 |  | 2490
1822 | Non Moving Item | CHP | M5503570157 | Non Moving Item | HYD CHECK VALVE,15.6,BOSCH REXROTH | NO | 1 | 2398.78 | ZSPR | 2018-09-05 |  | 2674 | Critical item
1823 | Non Moving Item | CHP | M5503570161 | Non Moving Item | THROTTLE VALVE,18.17,BOSCH REXROTH | NO | 1 | 2398.78 | ZSPR | 2018-09-05 |  | 2674 | Critical item
1824 | Non Moving Item | CHP | M5503570163 | Non Moving Item | HYD CHECK VALVE,19.2,BOSCH REXROTH | NO | 1 | 2398.78 | ZSPR | 2018-09-05 |  | 2674 | Critical item
1825 | Non Moving Item | CHP | M5503570164 | Non Moving Item | LOGIC CARTRIDGE VLV,19.3,BOSCH REXROTH | NO | 1 | 2398.78 | ZSPR | 2018-09-06 |  | 2673 | Critical item
1827 | Non Moving Item | CHP | M5503570170 | Non Moving Item | PLUG-IN CONNECTOR,21.3,BOSCH REXROTH | NO | 1 | 2398.78 | ZSPR | 2018-09-07 |  | 2672 | Critical item
1830 | Non Moving Item | CHP | M5503570195 | Non Moving Item | HYD CHECK VALVE,52.2,BOSCH REXROTH | NO | 1 | 2398.78 | ZSPR | 2018-09-05 |  | 2674 | Critical item
1831 | Non Moving Item | CHP | M5503570198 | Non Moving Item | HYD CHECK VALVE,53,BOSCH REXROTH | NO | 1 | 2398.78 | ZSPR | 2018-09-05 |  | 2674 | Critical item
1837 | Non Moving Item | CHP | M5507206213 | Non Moving Item | BELT,CONVEYOR,NN,FR,1000MM,315KN/M/3,3MM | M | 14.35 | 2371 | ZSPR | 2018-09-07 |  | 2672
1707 |  | CHP | M3266261004 |  | SHAFT,210,MOVITEC B VCF4/24 | MM | 1 | 1995 | ZSPR | 2020-09-05 |  | 1943
1709 |  | CHP | M3266261104 |  | SHAFT,210,MOVITEC B VCF2/26 | MM | 1 | 1994 | ZSPR | 2020-09-05 |  | 1943
1620 |  | CHP | M2041161132 |  | KEY,ELECON,COUPLING,ESC-584 | NO | 1 | 1895.7 | ZSPR | 2020-09-12 | 2020-10-27 | 1891
1892 | Non Moving Item | CHP | M2026176675 | Non Moving Item | V-BELT SPC-4750 FOR CA SLURRY P/P IN AHP | NO | 3 | 1837.47 | ZOTS | 2019-03-19 |  | 2479
2101 | Non Moving Item |  | M2052010900 | Non Moving Item | GEAR BOX ASSY,AUMA,GF 100.2/SAR6 | SET | 1 | 18000 | ZSPR | 2017-11-15 |  | 2968
2102 | Non Moving Item |  | M2052061031 | Non Moving Item | O-RING (HOUSING),BHEL,KMP 400 | NO | 16 | 172812.48 | ZSPR | 2019-01-22 |  | 2535
2099 | Non Moving Item | chp | M1980761000 | Non Moving Item | PILLOW BLOCK,UCP310 | NO | 1 | 1829 | ZSPR | 2019-01-16 |  | 2541
2048 | Non Moving Item | CHP | M6330046086 | Non Moving Item | ROLLER BRG.WITH INNER RACE | NO | 2 | 1805 | ZSPR | 2020-05-27 |  | 2044
2049 | Non Moving Item | CHP | M6330050241 | Non Moving Item | ROLLER BEARING,C.32,HOIST,EL-303 | NO | 2 | 1805 | ZSPR | 2020-05-27 |  | 2044
2050 | Non Moving Item | CHP | M6330100029 | Non Moving Item | BEARING,IBIA7.1,HOIST,5TON | NO | 2 | 1805 | ZOTH | 2020-05-27 |  | 2044
2056 | Non Moving Item | CHP | M6330300044 | Non Moving Item | ROLLER BEARING,00524,HOMECH,HOIST | NO | 2 | 1805 | ZOTH | 2020-05-27 |  | 2044
2058 | Non Moving Item | CHP | M6330356020 | Non Moving Item | ROLLER BEARING ASSY,00524,HOIST,17.5TON | NO | 2 | 1803 | ZSPR | 2020-05-27 |  | 2044
1717 |  | CHP | M5503587228 |  | WM:SEAL KITHYD. P/P GPP2- A4CSG 500 HD3D | SET | 1 | 1463 | ZSPR | 2018-09-06 | 2020-12-15 | 1842
1615 |  | CHP | M2041161123 |  | GASKET,17-09,ELECON,COUPLING,ESC-584 | NO | 1 | 1419.18 | ZSPR | 2020-09-12 | 2020-10-27 | 1891
1705 |  | CHP | M2090440825 |  | COMP ASSY,METAFLEX,COUPLING,80L-375-200 | NO | 4 | 1198.81 | ZSPR | 2020-05-27 |  | 2044
1675 |  | CHP | M2041279042 |  | SHAFT P/P GEAR ASSY,FLUIDOMAT,SC-12 | NO | 4 | 1180 | ZSPR | 2020-05-27 |  | 2044
1704 |  | CHP | M2090048103 |  | FLEXIBLE DISC,ELECON,COUPLING,80L-300 | NO | 8 | 1180 | ZSPR | 2020-05-27 |  | 2044
1614 |  | CHP | M2041161122 |  | GASKET,17-08,ELECON,COUPLING,ESC-584 | NO | 1 | 942.68 | ZSPR | 2020-09-12 | 2020-10-27 | 1891
1889 | Non Moving Item | CHP | M2026131513 | Non Moving Item | V BELT SPA 1250 | NO | 12 | 919.97 | ZOTS | 2019-06-22 |  | 2384
1751 | Non Moving Item | CHP | M1902630567 | Non Moving Item | BEARING,BALL,RADIAL CONTACT,6305 2RS1 | NO | 4 | 725.69 | ZSPR |  | 2019-07-29 | 2347
1702 |  | CHP | M2055540803 |  | COUPLINGS IS:3653 FORGED RIGID END133MM | SET | 1 | 686 | ZOTS | 2020-09-05 |  | 1943
1703 |  | CHP | M2055551151 |  | COUPLING,RIGID,35-50X160MM | NO | 1 | 686 | ZOTS | 2020-09-05 |  | 1943
1788 | Non Moving Item | CHP | M2057331003 | Non Moving Item | LJ(CI)COUPLING:L-190 COMPLETE ASSEMBLY | NO | 1 | 366 | ZSPR | 2019-12-12 | 2019-12-17 | 2206
2120 | Non Moving Item |  | M2090193000 | Non Moving Item | COMPLT.CPLG.ASSY: RADEX-N-3;KTR KUPPLUNG | NO | 1 | 1054600 | ZSPR | 2017-12-07 |  | 2946
2121 | Non Moving Item |  | M2090831600 | Non Moving Item | COUPLING ASSY,TB WOODS,1060T10-3516-21 | SET | 4 | 926775.5 | ZSPR | 2019-02-02 |  | 2524 | Critical item
2122 | Non Moving Item |  | M3113326020 | Non Moving Item | MECHANICAL SEAL,DH 375-1000-3 | NO | 1 | 69600 | ZSPR | 2017-11-13 |  | 2970
2123 | Non Moving Item |  | M3192076008 | Non Moving Item | FIG-5624(150X125):WEARING RING CASING | NO | 2 | 2000 | ZSPR | 2017-03-27 |  | 3201
2124 | Non Moving Item |  | M3192076013 | Non Moving Item | GLAND HALF,FIG 5624,150X125 | NO | 1 | 17600 | ZSPR | 2017-03-27 |  | 3201
2125 | Non Moving Item |  | M3192076023 | Non Moving Item | SHAFT,FLOWMORE,FIG-5624 150X125 | NO | 1 | 8800 | ZSPR | 2017-03-27 |  | 3201
2126 | Non Moving Item |  | M3192096007 | Non Moving Item | GLAND PACKING,5972,8x6 IN | NO | 1 | 1150 | ZSPR | 2017-03-27 |  | 3201
2127 | Non Moving Item |  | M3192096011 | Non Moving Item | CASING WEARING RING,13 | NO | 2 | 1000 | ZSPR | 2017-03-27 |  | 3201
2128 | Non Moving Item |  | M3192096017 | Non Moving Item | CASING WEARING RING,19,5972 | NO | 2 | 450 | ZSPR | 2017-03-27 |  | 3201
2129 | Non Moving Item |  | M3192196033 | Non Moving Item | DOWEL PIN,38,150X150,FIG 590 | NO | 2 | 470 | ZSPR | 2017-03-27 |  | 3201
2130 | Non Moving Item |  | M3192596027 | Non Moving Item | M5922(125X100):IMPELLER (2ND STAGE) | NO | 1 | 25300 | ZSPR | 2017-03-27 |  | 3201
2131 | Non Moving Item |  | M3192706033 | Non Moving Item | SHAFT,FLOWMORE | NO | 1 | 70000 | ZSPR | 2019-03-16 |  | 2482
2132 | Non Moving Item |  | M3192706208 | Non Moving Item | CASING WEAR RING,FLOWMORE,PUMP | NO | 4 | 55000 | ZSPR | 2019-03-16 |  | 2482
2133 | Non Moving Item |  | M3192816019 | Non Moving Item | A/F BEARING,26,P 5932 | NO | 2 | 11270 | ZSPR | 2017-03-27 |  | 3201
2134 | Non Moving Item |  | M3192816026 | Non Moving Item | IMPELLER,CSDSALE1409194350/19,FLOWMORE | NO | 1 | 37030 | ZSPR | 2017-03-27 |  | 3201
2135 | Non Moving Item |  | M3192816032 | Non Moving Item | WEARING RING CASING,P 5932,FLOWMORE,PUMP | NO | 2 | 0.02 | ZSPR | 2017-03-27 |  | 3201
2136 | Non Moving Item |  | M3192816034 | Non Moving Item | PACKING PIECE,11,PUMP,P 5932 | NO | 1 | 1610 | ZSPR | 2017-03-27 |  | 3201
2137 | Non Moving Item |  | M3192816045 | Non Moving Item | WEARING RING,FLOWMORE,P 5932 | NO | 2 | 0.02 | ZSPR | 2017-03-27 |  | 3201
2138 | Non Moving Item |  | M3192826012 | Non Moving Item | STUFFING BOX WASHER,32 | NO | 4 | 9358 | ZSPR | 2017-06-30 |  | 3106
2139 | Non Moving Item |  | M3192826023 | Non Moving Item | A/F BEARING,21,5823 | NO | 2 | 7799 | ZSPR | 2017-06-30 |  | 3106
2140 | Non Moving Item |  | M3192826030 | Non Moving Item | IMPELLER,CSD-07501112K8(F)/14,5823 | NO | 1 | 74575 | ZSPR | 2017-06-30 |  | 3106
2141 | Non Moving Item |  | M3192826032 | Non Moving Item | WEARING RING,CSD-07501112K8(F)/12 | NO | 8 | 21834 | ZSPR | 2017-06-30 |  | 3106
2142 | Non Moving Item |  | M3192826037 | Non Moving Item | SHAFT SLEEVE,SS410,FLOWMORE,FIG5823 | NO | 2 | 3120 | ZSPR | 2018-08-10 |  | 2700
2143 | Non Moving Item |  | M3192826040 | Non Moving Item | 5823:STUD BOLT,NUT & WASHER | NO | 4 | 4341 | ZSPR | 2017-06-30 |  | 3106
2144 | Non Moving Item |  | M3192826043 | Non Moving Item | BEARING HSG,CSD-07501112K8(F)/1 | NO | 2 | 3902 | ZSPR | 2017-06-30 |  | 3106
2145 | Non Moving Item |  | M3192836009 | Non Moving Item | STUD BOLT,NUT&WASHER,34,PUMP,FIG 5625 | NO | 2 | 4341 | ZSPR | 2017-06-30 |  | 3106
2146 | Non Moving Item |  | M3192836022 | Non Moving Item | A/F BEARING,21,5625 | NO | 3 | 4678.8 | ZSPR | 2017-06-30 |  | 3106
2147 | Non Moving Item |  | M3192836023 | Non Moving Item | FRAME,CSDSALE1000004670/20,FLOWMORE,PUMP | NO | 1 | 3902 | ZSPR | 2017-06-30 |  | 3106
2148 | Non Moving Item |  | M3192836038 | Non Moving Item | IMPELLER,CSD-SALE0900045170/5 | NO | 1 | 65086 | ZSPR | 2017-06-30 |  | 3106
2149 | Non Moving Item |  | M3192836041 | Non Moving Item | 5625:WRG RING CASING, 2, FLOWMORE | NO | 2 | 3120 | ZSPR | 2017-06-30 |  | 3106
2150 | Non Moving Item |  | M3192836043 | Non Moving Item | 5625:WRG RING IMPELLER, 50, FLOWMORE | NO | 2 | 3120 | ZSPR | 2017-06-30 |  | 3106
2151 | Non Moving Item |  | M3192836436 | Non Moving Item | IMPELLER,5625:80X50 | NO | 2 | 690 | ZSPR | 2017-03-27 |  | 3201
2152 | Non Moving Item |  | M3192986016 | Non Moving Item | GASKET,16,FIG 7000,14M | NO | 1 | 3300 | ZSPR | 2017-03-27 |  | 3201
2153 | Non Moving Item |  | M3192986037 | Non Moving Item | PACKING PIECE,37,PUMP,FIG 7000 14M | NO | 1 | 0.01 | ZSPR | 2017-11-15 |  | 2968
2154 | Non Moving Item |  | M3192987033 | Non Moving Item | SHAFT COUPLING,FLOWMORE,PUMP,FIG7000 | NO | 1 | 0.01 | ZSPR | 2017-11-15 |  | 2968
2155 | Non Moving Item |  | M3248516006 | Non Moving Item | SHAFT SLEEVE,311,KBL,KPD 40/32 | SET | 2 | 100 | ZSPR | 2017-11-13 |  | 2970
2156 | Non Moving Item |  | M3248596037 | Non Moving Item | GLAND GASKET-HRSG FILL PUMP-KPD 80/26, | NO | 2 | 6000 | ZSPR | 2018-01-23 |  | 2899
2157 | Non Moving Item |  | M3254596100 | Non Moving Item | PUMP ASSY,KISHOR,VERSA EG 100-200 | NO | 2 | 0.02 | ZSPR | 2018-11-26 |  | 2592
2158 | Non Moving Item |  | M3254906000 | Non Moving Item | PUMP ASSY,VHN 032-200 | NO | 1 | 4400 | ZSPR | 2017-11-13 |  | 2970
2159 | Non Moving Item |  | M3254906002 | Non Moving Item | CASING WEAR RING,8-C30-501-2022-A-00 | NO | 2 | 450 | ZSPR | 2017-11-13 |  | 2970
2160 | Non Moving Item |  | M3254906005 | Non Moving Item | IMPELLER,F-C30-206-1132-A-00,VHN 032-200 | NO | 1 | 3000 | ZSPR | 2017-11-13 |  | 2970
2161 | Non Moving Item |  | M3254906015 | Non Moving Item | GLAND PLATE,9-B30-794-3204-S-00 | NO | 3 | 3080 | ZSPR | 2017-11-13 |  | 2970
2162 | Non Moving Item |  | M3266177008 | Non Moving Item | HEAT BARRIER,UG1531185/152 | NO | 1 | 2582543 | ZSPR | 2018-03-28 |  | 2835
2163 | Non Moving Item |  | M3266177025 | Non Moving Item | JOINT RING,411.01,LUVAK:250-400/1 | NO | 2 | 30509.01 | ZSPR | 2019-10-25 |  | 2259
2164 | Non Moving Item |  | M3342546018 | Non Moving Item | SHAFT SLEEVE,53.6,5MD 80/205D | NO | 2 | 9600 | ZSPR | 2017-03-27 |  | 3201
2165 | Non Moving Item |  | M3342546026 | Non Moving Item | STUFFING BOX HOUSING,5MD80/205-D | NO | 2 | 49300 | ZSPR | 2017-03-27 |  | 3201
2166 | Non Moving Item |  | M3342546042 | Non Moving Item | IMPELLER,24.2,SAM TURBO,5MD 80/205D | NO | 1 | 18400 | ZSPR | 2017-03-27 |  | 3201
2167 | Non Moving Item |  | M3342546043 | Non Moving Item | SHAFT,SAM TURBO,5MD80/205-D | NO | 1 | 6400 | ZSPR | 2017-03-27 |  | 3201
2168 | Non Moving Item |  | M3343226006 | Non Moving Item | SHAFT SLEEVE,53.6,CPC-50/200 | NO | 2 | 38190 | ZSPR | 2017-10-31 |  | 2983
2169 | Non Moving Item |  | M3343226007 | Non Moving Item | SHAFT,SAM TURBO,PUMP,CPC 50/200 | NO | 1 | 16080 | ZSPR | 2017-10-31 |  | 2983
2170 | Non Moving Item |  | M3343226010 | Non Moving Item | IMPELLER,SAM TURBO,CPC 50/200 | NO | 1 | 70350 | ZSPR | 2017-10-31 |  | 2983
2171 | Non Moving Item |  | M3343226058 | Non Moving Item | WEAR RING,51.4,SAM TURBO,PUMP,CPC-50/200 | NO | 2 | 0.02 | ZSPR | 2017-10-31 |  | 2983
2172 | Non Moving Item |  | M3343476003 | Non Moving Item | IMPELLER,SAM TURBO,CPC 80/400 | NO | 1 | 20700 | ZSPR | 2017-03-27 |  | 3201
2173 | Non Moving Item |  | M3351100525 | Non Moving Item | WD 1125:CONNECTING BALL DIS. PIECE | NO | 1 | 10800 | ZSPR | 2017-03-27 |  | 3201
2174 | Non Moving Item |  | M3358236089 | Non Moving Item | SHAFT PROT SLEEVE,8008 | NO | 2 | 348 | ZSPR | 2017-11-13 |  | 2970
2175 | Non Moving Item |  | M3375056001 | Non Moving Item | HP HOSE,UT PUMPS,EH 375 | NO | 5 | 9347.87 | ZSPR | 2018-05-05 |  | 2797
2176 | Non Moving Item |  | M3392106039 | Non Moving Item | CROSS HEAD OIL SEAL,1401023,WD 1125/16 | NO | 1 | 6080 | ZSPR | 2017-03-27 |  | 3201
2177 | Non Moving Item |  | M3392106040 | Non Moving Item | CROSS HEAD OIL SEAL,1401024,WD 1125/16 | NO | 1 | 0.01 | ZSPR | 2017-03-27 |  | 3201
2178 | Non Moving Item |  | M3392106054 | Non Moving Item | WORM WHEEL,1401045,WD 1125/16 | NO | 1 | 0.01 | ZSPR | 2017-03-27 |  | 3201
2179 | Non Moving Item |  | M3392106056 | Non Moving Item | WORM SHAFT,1301047,WD 1125/16 | NO | 1 | 1920 | ZSPR | 2017-03-27 |  | 3201
2180 | Non Moving Item |  | M3392116046 | Non Moving Item | CONNECTING ROD ASSY,1401030,WD 1125/30 | NO | 1 | 1300 | ZSPR | 2017-03-27 |  | 3201
2181 | Non Moving Item |  | M3392116054 | Non Moving Item | WORM WHEEL,1401045,WD 1125/30 | NO | 1 | 0.01 | ZSPR | 2017-03-27 |  | 3201
2182 | Non Moving Item |  | M3392116056 | Non Moving Item | WORM SHAFT,1301047,WD 1125/30 | NO | 1 | 1900 | ZSPR | 2017-03-27 |  | 3201
2183 | Non Moving Item |  | M3392866000 | Non Moving Item | PUMP ASSY,WD-1750/70 | NO | 1 | 13000 | ZSPR | 2017-03-27 |  | 3201
2184 | Non Moving Item |  | M3392866013 | Non Moving Item | CROSS HEAD PISTON,2401021,WD 1750/70 | NO | 1 | 2500 | ZSPR | 2017-03-27 |  | 3201
2185 | Non Moving Item |  | M3392866016 | Non Moving Item | CROSS HEAD GUIDE,2401025,WD 1750/70 | NO | 1 | 0.01 | ZSPR | 2017-03-27 |  | 3201
2186 | Non Moving Item |  | M3401286011 | Non Moving Item | LIQ LINE FLTR DRYER,930RA0066R00,SUMMITS | NO | 6 | 3803.98 | ZSPR | 2019-05-13 |  | 2424
2187 | Non Moving Item |  | M3401286019 | Non Moving Item | COIL,000SV0022R00,SUMMITS,COMPRESSOR | NO | 1 | 9700 | ZSPR | 2019-05-13 |  | 2424
2188 | Non Moving Item |  | M3407016019 | Non Moving Item | SOLENOID VALVE,4900012997,AERZENER | NO | 1 | 32826 | ZSPR | 2019-05-13 |  | 2424
2189 | Non Moving Item |  | M3408400159 | Non Moving Item | BEARING HOUSING,97057905,IR,COMPRESSOR | NO | 1 | 1829 | ZSPR | 2018-12-14 |  | 2574
2190 | Non Moving Item |  | M3429990676 | Non Moving Item | GEAR PUMP,B012601140001 | NO | 1 | 64341 | ZSPR | 2018-10-31 |  | 2618
2191 | Non Moving Item |  | M3504033603 | Non Moving Item | BEARING&OIL SEAL | SET | 1 | 28661 | ZSPR | 2017-10-31 |  | 2983
2192 | Non Moving Item |  | M3504082609 | Non Moving Item | SUCT SILENCER+FILTER,KAY,BLOWER,615 AC | SET | 2 | 17222 | ZSPR | 2017-10-31 |  | 2983
2193 | Non Moving Item |  | M3504082615 | Non Moving Item | SHAFT,C,KAY,615 AC | SET | 1 | 75075 | ZSPR | 2017-10-31 |  | 2983
2194 | Non Moving Item |  | M3504082616 | Non Moving Item | GEAR SET,KAY,BLOWER,615 AC | SET | 1 | 12104 | ZSPR | 2019-01-25 |  | 2532
2195 | Non Moving Item |  | M3504355022 | Non Moving Item | METALLIC FILTER,BOX TYPE,SK SYSTEMS | NO | 48 | 14630.4 | ZSPR | 2018-12-14 |  | 2574
2196 | Non Moving Item |  | M3504355023 | Non Moving Item | V.I.PAD,SK SYSTEMS | NO | 28 | 3657.88 | ZSPR | 2018-12-14 |  | 2574
2197 | Non Moving Item |  | M3581516001 | Non Moving Item | IMPELLER FOR AIR BLOWER M5175 | NO | 1 | 28500 | ZSPR | 2017-10-31 |  | 2983
2198 | Non Moving Item |  | M3581516024 | Non Moving Item | LOCKING BOLT&WASHER,SEC5175R1/26,M5175 | ST | 1 | 20900 | ZSPR | 2017-10-31 |  | 2983
2199 | Non Moving Item |  | M3592146034 | Non Moving Item | V BELT,3001353,SWAM,BLOWER | ST | 1 | 22800 | ZSPR | 2017-10-31 |  | 2983
2200 | Non Moving Item |  | M3798000300 | Non Moving Item | BALL VALVE ASSY,71R3025050,AQUA | NO | 2 | 26830 | ZSPR | 2018-10-31 |  | 2618
2201 | Non Moving Item |  | M3799042426 | Non Moving Item | FLAP SEAT RING,6,BANKIM,NRV,150MM,PN16 | NO | 1 | 1562 | ZSPR | 2019-08-20 |  | 2325
2202 | Non Moving Item |  | M3799042526 | Non Moving Item | FLAP SEAT RING,6,BANKIM,NRV,250MM,PN16 | NO | 1 | 4138 | ZSPR | 2019-08-20 |  | 2325
2203 | Non Moving Item |  | M3799060947 | Non Moving Item | VALVE ASSY,BHEL | NO | 1 | 394594 | ZSPR | 2018-04-25 |  | 2807 | Critical item
2204 | Non Moving Item |  | M3799061100 | Non Moving Item | VALVE ASSY,BHEL | NO | 1 | 671470 | ZSPR | 2018-04-25 |  | 2807 | Critical item
2205 | Non Moving Item |  | M3799061807 | Non Moving Item | SET BOLT,931121080000,BHEL,VALVE | NO | 8 | 8559.51 | ZSPR | 2019-05-22 |  | 2415
2206 | Non Moving Item |  | M3799062300 | Non Moving Item | VALVE ASSY,M476,BHEL | NO | 1 | 83065 | ZSPR | 2019-06-06 |  | 2400
2207 | Non Moving Item |  | M3799062400 | Non Moving Item | VALVE ASSY,P337A228,BHEL | NO | 1 | 217008 | ZSPR | 2019-06-06 |  | 2400
2208 | Non Moving Item |  | M3799062600 | Non Moving Item | VALVE ASSY,5322L003,BHEL | NO | 2 | 254422 | ZSPR | 2019-05-23 |  | 2414
2209 | Non Moving Item |  | M3799062801 | Non Moving Item | GLOBE VALVE ASSY,5712,BHEL | NO | 3 | 22560 | ZSPR | 2019-05-23 |  | 2414
2210 | Non Moving Item |  | M3799063700 | Non Moving Item | BLOW DOWN VALVE ASSY,5603,BHEL | NO | 1 | 7639 | ZSPR | 2019-11-27 |  | 2226
2211 | Non Moving Item |  | M3799064821 | Non Moving Item | VALVE ASSY,BHEL | NO | 1 | 112782 | ZSPR | 2019-05-23 |  | 2414
2212 | Non Moving Item |  | M3799066221 | Non Moving Item | VALVE ASSY,BHEL | NO | 1 | 122685.6 | ZSPR | 2018-07-24 |  | 2717 | Critical item
2213 | Non Moving Item |  | M3799066920 | Non Moving Item | VALVE ASSY,4IN,CL150,BW,WCB | NO | 1 | 143299.8 | ZSPR | 2018-07-24 |  | 2717 | Critical item
2214 | Non Moving Item |  | M3799067120 | Non Moving Item | VALVE ASSY,8IN,CL150,WCB,BHEL | NO | 2 | 295310.4 | ZSPR | 2018-07-24 |  | 2717 | Critical item
2215 | Non Moving Item |  | M3799152100 | Non Moving Item | VALVE ASSY,ADVANCE VALVES,AV-WL-21,200MM | NO | 1 | 145591 | ZSPR | 2017-06-30 |  | 3106
2216 | Non Moving Item |  | M3799303610 | Non Moving Item | STUD,ILP IN160981 1.21.0+,IL,VSC | NO | 1 | 13848 | ZSPR | 2019-04-30 |  | 2437
2217 | Non Moving Item |  | M3799303615 | Non Moving Item | RETAINING RING,ILP IN160981 1.21.0+,IL | NO | 1 | 13848 | ZSPR | 2019-04-30 |  | 2437
2218 | Non Moving Item |  | M3799303616 | Non Moving Item | STEM,ILP IN160981,IL,VSC | NO | 1 | 13850 | ZSPR | 2019-04-30 |  | 2437
2219 | Non Moving Item |  | M3799303721 | Non Moving Item | VALVE TRIM,IL,VSC,8IN,CL300,CV:340 | NO | 2 | 130862 | ZSPR | 2019-04-30 |  | 2437
2220 | Non Moving Item |  | M3799309625 | Non Moving Item | VALVE TRIM,IL,VSC,6IN,CV:395,CL300 | SET | 1 | 65431 | ZSPR | 2019-04-30 |  | 2437
2221 | Non Moving Item |  | M3799332220 | Non Moving Item | BFV:400NB:IVGK:PN6:COMP. V/V ASSY | NO | 1 | 232392 | ZSPR | 2017-06-30 |  | 3106
2222 | Non Moving Item |  | M3799334203 | Non Moving Item | DISC,IVP,BFV,2800NB,PN6 | NO | 1 | 145999.9 | ZSPR | 2018-02-09 |  | 2882
2223 | Non Moving Item |  | M3799334207 | Non Moving Item | BFV/V-2800NB:DXR-BF:PN6:BEARING BOTTOM | NO | 1 | 0.01 | ZSPR | 2018-02-09 |  | 2882
2224 | Non Moving Item |  | M3799334208 | Non Moving Item | BOTTOM SHAFT,IVP,BFV,2800NB,PN6 | NO | 1 | 0.01 | ZSPR | 2018-02-09 |  | 2882
2225 | Non Moving Item |  | M3799334213 | Non Moving Item | O-RING TOP BUSH,IVP,BFV,2800NB,PN6 | NO | 1 | 0.01 | ZSPR | 2018-02-09 |  | 2882
2226 | Non Moving Item |  | M3799334215 | Non Moving Item | U CUP SEAL,VALVE,IVP,BFV,2800NB,PN6 | NO | 1 | 0.01 | ZSPR | 2018-02-09 |  | 2882
2227 | Non Moving Item |  | M3799334220 | Non Moving Item | BFV/V-2800NB:DXR-BF:PN6:GEAR BOX | NO | 1 | 0.01 | ZSPR | 2018-02-09 |  | 2882
2228 | Non Moving Item |  | M3799381206 | Non Moving Item | STEM,KOSO,14IN,CL2435,562G | NO | 1 | 457887 | ZSPR | 2019-11-13 |  | 2240
2229 | Non Moving Item |  | M3799630106 | Non Moving Item | BALL,MICROFINISH,VALVE,20NB | NO | 1 | 20203 | ZSPR | 2018-12-14 |  | 2574
2230 | Non Moving Item |  | M3799641283 | Non Moving Item | VALVE TRIM,MIL CONTROLS,41432,6IN | NO | 2 | 915774 | ZSPR | 2019-11-13 |  | 2240
2231 | Non Moving Item |  | M3799642501 | Non Moving Item | STEM,MIL CONTROLS,38-414X1,6IN | NO | 8 | 1306464.5 | ZSPR | 2019-02-21 |  | 2505
2232 | Non Moving Item |  | M3799648900 | Non Moving Item | VALVE ASSY,MIL CONTROLS,38-91212 | NO | 2 | 1310554 | ZSPR | 2019-02-21 |  | 2505 | Critical item
2233 | Non Moving Item |  | M3799920103 | Non Moving Item | BELLEVILLE SPRING,MB21AMZZMA1ZZ100001 | NO | 1 | 345829 | ZSPR | 2019-05-23 |  | 2414
2234 | Non Moving Item |  | M3799981802 | Non Moving Item | VALVE BODY,IL,VSN,3IN,CL300 | NO | 1 | 32802 | ZSPR | 2019-04-30 |  | 2437
2235 | Non Moving Item |  | M3799985231 | Non Moving Item | BODY,ILP IN161176&1,IL,VSC | NO | 1 | 13848 | ZSPR | 2019-04-30 |  | 2437
2236 | Non Moving Item |  | M3799985232 | Non Moving Item | SEAL,ILP IN161176&5,IL,VSC | NO | 1 | 13848 | ZSPR | 2019-04-30 |  | 2437
2237 | Non Moving Item |  | M3799985233 | Non Moving Item | STEM,ILP IN161176&17,IL,VSC | NO | 1 | 13850 | ZSPR | 2019-04-30 |  | 2437
2238 | Non Moving Item |  | M3799990520 | Non Moving Item | FLAP VALVE ASSY,5173,BHEL | NO | 1 | 18890.4 | ZSPR | 2018-07-24 |  | 2717 | Critical item
2239 | Non Moving Item |  | M3799990908 | Non Moving Item | GASKET,19,BHEL,GRAFOIL,FV,12IN,CL300,BW | NO | 3 | 39258 | ZSPR | 2019-05-23 |  | 2414
2240 | Non Moving Item |  | M3799992800 | Non Moving Item | VALVE ASSY,BHEL | NO | 1 | 90182 | ZSPR | 2019-06-06 |  | 2400
2241 | Non Moving Item |  | M3799993808 | Non Moving Item | BOLT,CON CT 27557&13,BHEL,VALVE | NO | 48 | 203755.2 | ZSPR | 2018-03-26 |  | 2837 | Critical item
2242 | Non Moving Item |  | M3799993810 | Non Moving Item | BOLT,CON CT 27557&16,BHEL,VALVE | NO | 24 | 43884.48 | ZSPR | 2018-03-28 |  | 2835 | Critical item
2243 | Non Moving Item |  | M3799993812 | Non Moving Item | NUT,CON CT 27557&26,BHEL,VALVE | NO | 36 | 25275.6 | ZSPR | 2018-03-28 |  | 2835 | Critical item
2244 | Non Moving Item | BMD | M3799993817 | Non Moving Item | SLEEVE,BHEL,VALVE,550MM,CL3000SPL | NO | 1 | 474651.9 | ZSPR | 2018-08-27 |  | 2683 | Critical item
2245 | Non Moving Item | BMD | M3799994810 | Non Moving Item | VALVE ASSY,14IN,CL300,BW,WCB | NO | 1 | 156758.7 | ZSPR | 2018-07-24 |  | 2717 | Critical item
2246 | Non Moving Item | BMD | M3799997100 | Non Moving Item | VALVE ASSY,12IN,BW,WCB | NO | 2 | 368239 | ZSPR | 2018-08-31 |  | 2679 | Critical item
2247 | Non Moving Item | BMD | M3799999800 | Non Moving Item | VALVE ASSY,9012003110,BHEL | NO | 1 | 226884.72 | ZSPR | 2018-07-25 |  | 2716 | Critical item
3741 | Non Moving Item | EMD | M3295018077 | Non Moving Item | BALANCING SLEEVE,MDG 366 | NO | 1 | 77864 | ZSPR | 2019-03-08 |  | 2490
3194 | Non Moving Item | EMD | M9290100850 | Non Moving Item | BATTERY,N-RECH,DRY CELL,220VDC,NI-CD | NO | 2 | 77464.18 | ZSPR | 2019-12-03 |  | 2220
1998 | Non Moving Item | EMD | M8611414083 | Non Moving Item | MOTOR,SQL CAGE IND,415VAC,28A,3PH,S1 | NO | 2 | 76351.33 | ZSPR | 2020-02-04 |  | 2157 | critical spare
2761 | Non Moving Item | EMD | M8570400620 | Non Moving Item | ACB:MOVING CONTACT SET,25D,C&S | SET | 6 | 75968 | ZSPR | 2018-06-18 |  | 2753
3729 | Non Moving Item | EMD | M3295017064 | Non Moving Item | NECK BUSH,MDG 455 | NO | 1 | 75639.12 | ZSPR | 2019-03-07 |  | 2491
2018 | Non Moving Item | EMD | M9063406024 | Non Moving Item | RELAY,MOTOR PROTECTION,200/220VAC,C&S | NO | 4 | 74764.94 | ZSPR | 2020-07-23 | 2020-07-23 | 1987 | critical spare
3734 | Non Moving Item | EMD | M3295017077 | Non Moving Item | BALANCING SLEEVE,MDG 455 | NO | 1 | 73664 | ZSPR | 2019-03-08 |  | 2490
2930 | Non Moving Item | EMD | M8690261201 | Non Moving Item | TERMINAL BLOCK,MARATHON,MOTOR | NO | 1 | 73160 | ZSPR | 2019-05-21 |  | 2416 | Critical item
2931 | Non Moving Item | EMD | M8690264001 | Non Moving Item | TERMINAL BLOCK,MARATHON,MOTOR | NO | 1 | 73160 | ZSPR | 2019-05-21 |  | 2416 | Critical item
2932 | Non Moving Item | EMD | M8690268601 | Non Moving Item | TERMINAL BLOCK,MARATHON,MOTOR | NO | 1 | 73160 | ZSPR | 2019-05-21 |  | 2416 | Critical item
2494 | Non Moving Item | EMD | M8523378581 | Non Moving Item | TERMINAL CONNECTOR,SUB-STN AUT SYS | NO | 25 | 72959 | ZSPR | 2018-06-20 |  | 2751
2763 | Non Moving Item | EMD | M8570400657 | Non Moving Item | ACB:ARCING CONTACTS,25D,C&S | SET | 6 | 72924 | ZSPR | 2018-06-18 |  | 2753
2315 | Non Moving Item | EMD | M8110142300 | Non Moving Item | CABLE,PWR,10MM2,2C,STRANDED,AL,1.1KV,PVC | M | 300 | 72646.2 | ZOTH | 2019-04-03 |  | 2464 | material withdrawn
3738 | Non Moving Item | EMD | M3295018067 | Non Moving Item | CASING RING(1ST END SIDE STAGE),MDG 366 | NO | 1 | 71403.06 | ZSPR | 2019-03-07 |  | 2491
3739 | Non Moving Item | EMD | M3295018068 | Non Moving Item | CASING RING (1ST CUP SIDE STAGE),MDG 366 | NO | 1 | 71403.06 | ZSPR | 2019-03-07 |  | 2491
2871 | Non Moving Item | EMD | M8591231317 | Non Moving Item | SUPPORT INSULATOR,CB,BHEL,11KV | NO | 54 | 71026.49 | ZSPR | 2019-07-04 | 2019-09-12 | 2302
3003 | Non Moving Item | EMD | M8752020305 | Non Moving Item | VALVE SET,ABB,XFMR,1PH,80MVAR,765KV | NO | 1 | 70800 | ZSPR | 2019-03-11 |  | 2487
3011 | Non Moving Item | EMD | M8752020711 | Non Moving Item | VALVE SET,ABB,XFMR,1PH,85MVA,765/132KV | NO | 1 | 70800 | ZSPR | 2019-03-11 |  | 2487
2900 | Non Moving Item | EMD | M8596817068 | Non Moving Item | BUSHING SEAL,21KV,BUS DUCT | NO | 3 | 70800 | ZSPR | 2019-07-04 |  | 2372
2043 | Non Moving Item | EMD | M6325406089 | Non Moving Item | BRAKING RESISTOR,RMS-161-P2-0095,YESDEE | NO | 6 | 70800 | ZSPR | 2020-10-15 |  | 1903
2068 | Non Moving Item | EMD | M1779215055 | Non Moving Item | OLIVE FERRULE,BRS,16KSC,TUBE OD:1/4 INCH | NO | 24 | 70752 | ZSPR | 2019-02-27 |  | 2499
2386 | Non Moving Item | EMD | M8216157404 | Non Moving Item | LAMP,DISC,HPSV,TUBULAR,SC,250W,240VAC | NO | 303 | 70720.65 | ZOTS | 2019-07-26 |  | 2350
2444 | Non Moving Item | EMD | M8523170592 | Non Moving Item | UPPER PART OF PORCELAIN INSULATOR | NO | 2 | 70000 | ZSPR | 2018-08-06 |  | 2704
2392 | Non Moving Item | EMD | M8225901007 | Non Moving Item | FLOOD LIGHT FITTING,HPSV,1X400W,IP65 | NO | 27 | 69594.63 | ZOTS | 2018-11-01 | 2019-09-18 | 2296
2591 | Non Moving Item | EMD | M8525810414 | Non Moving Item | RELAY,BIMETAL O/L,188-300A,CT OPER,BCH | NO | 11 | 69390.66 | ZSPR | 2019-04-08 |  | 2459
3138 | Non Moving Item | EMD | M8752856014 | Non Moving Item | OLTC CONTACT SET,TOSHIBA,XFMR | NO | 1 | 68426.7 | ZSPR | 2017-03-27 |  | 3201 | Critical item
2338 | Non Moving Item | EMD | M8166135668 | Non Moving Item | JKIT,ST,H/S,6.6KV,3C,240MM2,AL | NO | 18 | 67774.69 | ZOTH | 2019-04-08 |  | 2459 | material withdrawn
2639 | Non Moving Item | EMD | M8546023541 | Non Moving Item | FUSE LINK,HRC,80KA,2A | NO | 187 | 67578 | ZOTS | 2019-10-18 | 2019-05-25 | 2412
2026 | Non Moving Item | EMD | M6324076142 | Non Moving Item | BRAKE LINER,468791-203,MEKASTER | NO | 4 | 67050 | ZOTH | 2020-06-13 |  | 2027
2748 | Non Moving Item | EMD | M8568322127 | Non Moving Item | CONTACTOR KIT,L&T,ACB | NO | 6 | 66236 | ZSPR | 2019-02-21 |  | 2505
2973 | Non Moving Item | EMD | M8723420477 | Non Moving Item | XFMR,CURR,1600/1A,CL-PS,IS2705,VKP-500 | NO | 3 | 65241 | ZSPR | 2018-09-14 |  | 2665
3010 | Non Moving Item | EMD | M8752020710 | Non Moving Item | GASKET SET,ABB,XFMR,1PH,85MVA,765/132KV | NO | 1 | 64900 | ZSPR | 2018-05-24 |  | 2778
2085 | Non Moving Item | EMD | M1955301800 | Non Moving Item | BEARING,ROLLER,TAPER,30218 | NO | 2 | 64737 | ZSPR | 2019-05-16 |  | 2421
2087 | Non Moving Item | EMD | M1955351500 | Non Moving Item | BEARING,ROLLER,TAPER,31315 | NO | 2 | 64737 | ZSPR | 2019-05-16 |  | 2421
2074 | Non Moving Item | EMD | M1878319608 | Non Moving Item | VALVE,BTFL,FLG,PN10,400MM | NO | 1 | 64000 | ZSPR | 2017-11-13 |  | 2970
3060 | Non Moving Item | EMD | M8752822102 | Non Moving Item | LV BUSHING,TRIL,XFMR,1000KVA,11/0.433KV | NO | 6 | 62612.52 | ZSPR | 2019-02-01 |  | 2525
3116 | Non Moving Item | EMD | M8752855501 | Non Moving Item | HV BUSHING,TOSHIBA,XFMR | NO | 3 | 62589.24 | ZSPR | 2017-03-27 |  | 3201
2003 | Non Moving Item | EMD | M8612394082 | Non Moving Item | MOTOR,SQL CAGE IND,415VAC,3PH,S1,ND160L | NO | 2 | 62309.03 | ZSPR | 2020-02-04 |  | 2157 | critical spare
2850 | Non Moving Item | EMD | M8586306372 | Non Moving Item | POLE OPERATING BOX,AREVA,CB,132KV | NO | 1 | 62209 | ZSPR | 2018-01-24 |  | 2898
3033 | Non Moving Item | EMD | M8752752301 | Non Moving Item | HV BUSHING,KEC,XFMR,12.5MVA,11/3.45KV | NO | 3 | 62003.94 | ZSPR | 2018-12-22 |  | 2566
2086 | Non Moving Item | EMD | M1955321600 | Non Moving Item | BEARING,ROLLER,TAPER,32216 | NO | 8 | 61830.02 | ZSPR | 2019-02-20 |  | 2506
3721 | Non Moving Item | EMD | M3266177027 | Non Moving Item | GASKET,411.11,KSB,250-400/1,LUVAK | NO | 4 | 61165.01 | ZSPR | 2018-12-29 |  | 2559
2252 | Non Moving Item | EMD | M5386016006 | Non Moving Item | RECT SERVICE KIT,RSK-6001,STAMFORD | NO | 6 | 61151.64 | ZSPR | 2017-06-30 |  | 3106
2684 | Non Moving Item | EMD | M8552264912 | Non Moving Item | SWITCH,LMT,2WAY,600V,15A,SQUARE D | NO | 27 | 60771.52 | ZSPR | 2019-04-08 |  | 2459
2774 | Non Moving Item | EMD | M8570483117 | Non Moving Item | FIXED ARCING CONTACT,C&S,ACB | NO | 15 | 60405.74 | ZSPR | 2019-04-06 |  | 2461
2979 | Non Moving Item | EMD | M8725030094 | Non Moving Item | XFMR,POT,VOLTAGE,22KVR3/110VR3 | NO | 3 | 59876 | ZSPR | 2018-09-14 |  | 2665
2635 | Non Moving Item | EMD | M8544500756 | Non Moving Item | FUSE LINK,HRC,500A,SIZE 3 | NO | 3 | 59680.76 | ZSPR | 2018-12-31 |  | 2557
2443 | Non Moving Item | EMD | M8521917012 | Non Moving Item | CONTACTOR,AUXILIARY,220VDC,4NO+4NC | NO | 41 | 59601.99 | ZSPR | 2019-04-05 |  | 2462
2046 | Non Moving Item | EMD | M6325496041 | Non Moving Item | CPU,ANAMTECH,1T | NO | 1 | 59530 | ZSPR | 2020-04-22 |  | 2079
2834 | Non Moving Item | EMD | M8581880215 | Non Moving Item | PRESS GAUGE,1-9BAR,HRCC977093001,ALSTOM | NO | 1 | 59098.09 | ZSPR | 2018-01-24 |  | 2898
2835 | Non Moving Item | EMD | M8581880224 | Non Moving Item | ALSTOM-765KV:BAGUE R9 M146 HRCC02443209- | NO | 1 | 59098.09 | ZSPR | 2018-07-17 |  | 2724
3014 | Non Moving Item | EMD | M8752020714 | Non Moving Item | AIR CELL CONSERVATOR,ABB,XFMR | NO | 1 | 59000 | ZSPR | 2018-05-24 |  | 2778
2899 | Non Moving Item | EMD | M8596817059 | Non Moving Item | BUSHING SEAL,21KV,BUS DUCT | NO | 2 | 59000 | ZSPR | 2019-07-04 | 2020-01-21 | 2171
2002 | Non Moving Item | EMD | M8612294185 | Non Moving Item | MOTOR,SQL CAGE IND,415VAC,3PH,160L,4P,B5 | NO | 1 | 58544 | ZSPR | 2020-09-11 |  | 1937 | Critical item
2083 | Non Moving Item | EMD | M1922493200 | Non Moving Item | BEARING,ROLLER,CYLINDRICAL,NCF2932 | NO | 4 | 58483.79 | ZSPR | 2019-06-07 |  | 2399
2475 | Non Moving Item | EMD | M8523377214 | Non Moving Item | WELDING SLEEVE,SUB-STN AUT SYS | NO | 20 | 58367.34 | ZSPR | 2018-06-20 |  | 2751 | Critical item
2974 | Non Moving Item | EMD | M8723420918 | Non Moving Item | XFMR,CURR,1600/1A,30VA,CL-5P20 | NO | 3 | 57993 | ZSPR | 2018-09-14 |  | 2665
2757 | Non Moving Item | EMD | M8570094591 | Non Moving Item | MAIN MOVING CONTACT,GENERAL,ACB | SET | 6 | 57136 | ZSPR | 2018-06-18 |  | 2753
2773 | Non Moving Item | EMD | M8570483108 | Non Moving Item | CLOSING COIL,CS-AVH-C-116MD,C&S,LT ACB | SET | 24 | 56994 | ZSPR | 2018-06-18 |  | 2753
2013 | Non Moving Item | EMD | M8731300271 | Non Moving Item | XFMR,CTRL,3PH,415/110VAC,4KVA,YNYN0 | NO | 2 | 56180 | ZSPR | 2020-09-16 |  | 1932 | critical spare
3022 | Non Moving Item | EMD | M8752752201 | Non Moving Item | HV BSNG+MTL PRT&GSKT,7.5MVA,11/3.45KV | NO | 3 | 56039.07 | ZSPR | 2019-02-01 |  | 2525
2662 | Non Moving Item | EMD | M8547135342 | Non Moving Item | FUSE BASE,415VAC,63A,W/D TYPE/BOTL NECK | NO | 528 | 55571.55 | ZSPR | 2019-03-19 |  | 2479 | New declared Obsolete Material
2029 | Non Moving Item | EMD | M6325406053 | Non Moving Item | FUSE,SP1009,TECHNO,LIFT/ELEVATOR | NO | 54 | 55283.55 | ZSPR | 2020-06-13 |  | 2027
3209 | Non Moving Item | EMD | M6305276008 | Non Moving Item | THRUSTER BRAKE,160MM,CRANE,18KG,9KGM | NO | 6 | 55158 | ZOTH | 2019-08-08 |  | 2337
2984 | Non Moving Item | EMD | M8725902652 | Non Moving Item | XFMR,CTRL,415V,110V,3KVA | NO | 1 | 54870 | ZSPR | 2019-11-25 |  | 2228
3136 | Non Moving Item | EMD | M8752856011 | Non Moving Item | GASKET SET,TOSHIBA,XFMR | NO | 1 | 54815.82 | ZSPR | 2017-03-27 |  | 3201
2266 | Non Moving Item | EMD | M6324171229 | Non Moving Item | TRANSMITTER,3200 051,ALIKRAFT | NO | 1 | 54723 | ZSPR | 2017-12-07 |  | 2946
2267 | Non Moving Item | EMD | M6324171230 | Non Moving Item | FREQUENCY RECEIVER,3200 052,ALIKRAFT | NO | 1 | 54723 | ZSPR | 2017-12-07 |  | 2946
2586 | Non Moving Item | EMD | M8525547411 | Non Moving Item | RELAY,THERMAL O/L,56.4-90A,CT OPER,BCH | NO | 16 | 54259.27 | ZSPR | 2019-03-19 |  | 2479
2434 | Non Moving Item | EMD | M8520609495 | Non Moving Item | CONTACTOR,AUXILIARY,220-250VAC,2NO+2NC | NO | 74 | 54113.47 | ZSPR | 2019-03-19 |  | 2479
2047 | Non Moving Item | EMD | M6325496045 | Non Moving Item | CONNECTING CABLE,2110928150,ANAMTECH,1T | NO | 1 | 53839 | ZSPR | 2020-04-22 |  | 2079
1999 | Non Moving Item | EMD | M8612234384 | Non Moving Item | MOTOR,SQ CAGE IND,415VAC,3PH,S1,100L,4P | NO | 3 | 53833.66 | ZSPR | 2020-02-04 |  | 2157 | critical spare
3002 | Non Moving Item | EMD | M8752020304 | Non Moving Item | GASKET SET,ABB,XFMR,1PH,80MVAR,765KV | NO | 1 | 53100 | ZSPR | 2019-03-11 |  | 2487
3128 | Non Moving Item | EMD | M8752856002 | Non Moving Item | HV NEUTRAL BUSHING,TOSHIBA,XFMR | NO | 1 | 52979.82 | ZSPR | 2017-03-27 |  | 3201
3152 | Non Moving Item | EMD | M9002910430 | Non Moving Item | RELAY,AUXILIARY,115VDC,3NO+3NC,2R-3-115 | NO | 15 | 52388.03 | ZSPR | 2019-02-20 |  | 2506
1963 | Non Moving Item | EMD | M8544306510 | Non Moving Item | FUSE LINK,HRC,HT,3.6KV,200A | NO | 8 | 51390.84 | ZSPR | 2020-06-06 | 2020-10-01 | 1917 | critical spare
3094 | Non Moving Item | EMD | M8752855203 | Non Moving Item | LV BUSHING,TOSHIBA,XFMR | NO | 3 | 51114.24 | ZSPR | 2017-03-27 |  | 3201
3106 | Non Moving Item | EMD | M8752855403 | Non Moving Item | LV BUSHING,TOSHIBA,XFMR | NO | 3 | 51114.24 | ZSPR | 2017-03-27 |  | 3201
3043 | Non Moving Item | EMD | M8752752311 | Non Moving Item | AIR CELL CONSERVATOR,KEC,XFMR | NO | 1 | 51026.8 | ZSPR | 2018-12-22 |  | 2566
3052 | Non Moving Item | EMD | M8752752411 | Non Moving Item | AIR CELL CONSERVATOR,KEC,XFMR | NO | 1 | 51026.8 | ZSPR | 2018-12-22 |  | 2566
2251 | Non Moving Item | EMD | M5386016002 | Non Moving Item | P'RANGE RECTIFER ASSY | NO | 1 | 50958.76 | ZSPR | 2017-06-30 |  | 3106 | Critical item
2274 | Non Moving Item | EMD | M6325316014 | Non Moving Item | RECTIFIER,3000271008,CHIMNEY LIFT | NO | 3 | 50831 | ZSPR | 2017-12-07 |  | 2946
3186 | Non Moving Item | EMD | M9253250004 | Non Moving Item | INPUT/OUTPUT MODULE,242100.304,ELTEK | NO | 6 | 50804 | ZSPR | 2018-12-24 |  | 2564
2560 | Non Moving Item | EMD | M8525075073 | Non Moving Item | RELAY,THERMAL O/L,0.9-1.5A,MN2 | NO | 49 | 50421.2 | ZSPR | 2019-04-08 |  | 2459
2272 | Non Moving Item | EMD | M6325226005 | Non Moving Item | PINION,160035H01,KONE,LIFT | NO | 4 | 50275.7 | ZSPR | 2019-02-20 |  | 2506
3034 | Non Moving Item | EMD | M8752752302 | Non Moving Item | LV BSNG+MTL PT&GSKT,12.5MVA,11/3.45KV | NO | 3 | 50030.16 | ZSPR | 2018-12-22 |  | 2566
2412 | Non Moving Item | EMD | M8345957704 | Non Moving Item | THYRISTOR,SCR,1600V,570A | NO | 11 | 49930.74 | ZSPR | 2018-12-31 |  | 2557 | critical spare
2784 | Non Moving Item | EMD | M8570491314 | Non Moving Item | ACB:FIXED CONTACT,FIXCONT-8D,C&S | NO | 6 | 49843 | ZSPR | 2018-06-18 |  | 2753
2936 | Non Moving Item | EMD | M8695023303 | Non Moving Item | DE BEARING,ABB,MOTOR,315 | NO | 2 | 48911 | ZSPR | 2019-01-16 |  | 2541
2337 | Non Moving Item | EMD | M8166135640 | Non Moving Item | JKIT,ST,H/S,6.6KV,3C,150MM2,AL | NO | 15 | 48126.34 | ZOTH | 2019-04-08 |  | 2459 | material withdrawn
2917 | Non Moving Item | EMD | M8612214127 | Non Moving Item | MOTOR,SQL CAGE IND,415VAC,3PH,S1,90L,4P | NO | 3 | 47866.92 | ZSPR | 2019-03-12 |  | 2486
2339 | Non Moving Item | c&i | M8169145055 | Non Moving Item | JNT/TER KIT,ST,THR/SHNK,PE,100P,0.5MM | NO | 8 | 8820 | ZOTH | 2019-04-08 |  | 2459
2340 | Non Moving Item | c&i | M8172044187 | Non Moving Item | CABLE LUG,FORK TERMINAL,CU,0.75MM2 | NO | 800 | 576 | ZOTH | 2019-04-08 |  | 2459
2341 | Non Moving Item | c&i | M8172060004 | Non Moving Item | CABLE LUG,RING TERMINAL,CU,1MM2 | NO | 300 | 334.13 | ZOTH | 2019-04-08 |  | 2459
2342 | Non Moving Item | c&i | M8172067005 | Non Moving Item | CABLE LUG,PIN TERMINAL,CU,1MM2 | NO | 2290 | 3455.54 | ZOTH | 2019-04-08 |  | 2459
3212 | Non Moving Item | EMD | M6325256091 | Non Moving Item | CONTROLLER RECTIFIER,407010112 | NO | 8 | 47832 | ZOTH | 2019-02-20 |  | 2506
3075 | Non Moving Item | EMD | M8752822302 | Non Moving Item | LV BUSHING,TRIL,XFMR,2000KVA,11/0.433KV | NO | 3 | 46377.52 | ZSPR | 2019-02-01 |  | 2525
3084 | Non Moving Item | EMD | M8752822402 | Non Moving Item | LV BUSHING,TRIL,W/MTL PRT&GSKT,3PH,2MVA | NO | 3 | 46377.52 | ZSPR | 2019-02-01 |  | 2525
2995 | Non Moving Item | EMD | M8731251148 | Non Moving Item | XFMR,ISOLATION,415/130V,8.2KVA | NO | 1 | 46368.59 | ZSPR | 2019-12-03 |  | 2220
3722 | Non Moving Item | EMD | M3266177028 | Non Moving Item | GASKET,411.12,KSB,250-400/1,LUVAK | NO | 3 | 45837.01 | ZSPR | 2018-12-29 |  | 2559
2348 | Non Moving Item | c&i | M8173046991 | Non Moving Item | CABLE LUG,RING TERMINAL,AL,0.75MM2 | NO | 800 | 576 | ZOTH | 2019-04-08 |  | 2459
2897 | Non Moving Item | EMD | M8596812346 | Non Moving Item | BUSHING SEAL,ABOND,3.3KV,2750A | NO | 3 | 45625.1 | ZSPR | 2019-07-04 |  | 2372
2898 | Non Moving Item | EMD | M8596814333 | Non Moving Item | BUSHING SEAL,ABOND,11KV,2500A | NO | 3 | 45625.1 | ZSPR | 2019-07-04 |  | 2372
3023 | Non Moving Item | EMD | M8752752202 | Non Moving Item | LV BSNG+MTL PT&GSKT,3PH,7.5MVA,11/3.45KV | NO | 3 | 45217.72 | ZSPR | 2019-02-01 |  | 2525
2575 | Non Moving Item | EMD | M8525157412 | Non Moving Item | RELAY,THERMAL O/L,6-9.3A,MC305ANA3J,BCH | NO | 40 | 44971.31 | ZSPR | 2019-04-08 |  | 2459
2960 | Non Moving Item | EMD | M8721424950 | Non Moving Item | XFMR,CURR,1600/1A,11KV,5VA,CL-5P20 | NO | 6 | 44664.28 | ZSPR | 2018-09-22 |  | 2657
2253 | Non Moving Item | EMD | M5522718004 | Non Moving Item | HM-595 & 596:WORM GEAR BOX TORQ–270 NM | NO | 1 | 44250 | ZSPR | 2018-12-14 | 2019-05-31 | 2406
3144 | Non Moving Item | EMD | M9001436146 | Non Moving Item | RELAY,AUXILIARY,220VDC,FLUSH,2NO | NO | 9 | 44142.3 | ZSPR | 2019-04-05 |  | 2462
2069 | Non Moving Item | EMD | M1779903068 | Non Moving Item | CAP,THD-F,CS,A105,20MM | NO | 22 | 44000 | ZSPR | 2018-08-14 |  | 2696
2458 | Non Moving Item | EMD | M8523377029 | Non Moving Item | TERMINAL CONNECTOR,SUB-STN AUT SYS | NO | 15 | 43775.51 | ZSPR | 2018-06-20 |  | 2751
2978 | Non Moving Item | EMD | M8723910695 | Non Moving Item | XFMR,CURR,30000/5A,75VA,CL-0.2 | NO | 2 | 43494 | ZSPR | 2018-09-14 | 2020-01-20 | 2172
2940 | Non Moving Item | EMD | M8720012015 | Non Moving Item | XFMR,CURR,1+1+1/1A,440V,15VA,CL-1 | NO | 1 | 42850.14 | ZSPR | 2019-02-21 |  | 2505
3126 | Non Moving Item | EMD | M8752855514 | Non Moving Item | AIR CELL CONSERVATOR,TOSHIBA,XFMR | NO | 1 | 42675.78 | ZSPR | 2017-03-27 |  | 3201
3067 | Non Moving Item | EMD | M8752822202 | Non Moving Item | LV BUSHING,TRIL,XFMR,1600KVA,11/0.433KV | NO | 3 | 42510.87 | ZSPR | 2019-02-01 |  | 2525
2314 | Non Moving Item | EMD | M8110141273 | Non Moving Item | CABLE,PWR,2.5MM2,2C,SOLID,AL,1.1KV | M | 594 | 42055.2 | ZOTH | 2019-04-03 |  | 2464 | material withdrawn
2815 | Non Moving Item | EMD | M8574202688 | Non Moving Item | ACB:ARCING CONTCTS,1600A,C&S | NO | 6 | 42055 | ZSPR | 2018-06-18 |  | 2753
1962 | Non Moving Item | EMD | M8544256509 | Non Moving Item | FUSE LINK,HRC,3.6KV,160A | NO | 7 | 41472.71 | ZSPR | 2020-06-06 |  | 2034 | critical spare
2366 | Non Moving Item | c&i | M8192033697 | Non Moving Item | CABLE,CU,16C,0.5MM2,1.1KV | M | 4600 | 795800 | ZSPR | 2019-02-27 |  | 2499
2367 | Non Moving Item | c&i | M8192204022N | Non Moving Item | CABLE,SIGNAL,16C,1.5MM2,1.1KV | M | 16 | 17332 | ZOTH | 2019-07-30 |  | 2346
2368 | Non Moving Item | c&i | M8192313751 | Non Moving Item | CABLE,INSTR,CU,24C,0.5MM2,1.1KV | M | 1996 | 417920 | ZOTH | 2019-02-27 |  | 2499
2369 | Non Moving Item | c&i | M8192330103 | Non Moving Item | CABLE,SIGNAL,2C,0.75MM2 | M | 400 | 5810 | ZSPR | 2019-04-30 |  | 2437
2370 | Non Moving Item | c&i | M8192343651 | Non Moving Item | CABLE,INSTR,4P,0.5MM2 | M | 9944 | 894960 | ZOTH | 2019-11-27 |  | 2226
2371 | Non Moving Item | c&i | M8192363543N | Non Moving Item | CABLE,INSTR,4C,0.5MM2 | M | 399 | 23533.02 | ZOTH | 2019-02-27 |  | 2499
2372 | Non Moving Item | c&i | M8192363808 | Non Moving Item | CABLE,INSTR,32C,0.5MM2 | M | 3166 | 667312.22 | ZOTH | 2019-07-30 |  | 2346
2373 | Non Moving Item | c&i | M8192363987 | Non Moving Item | CABLE,CONTROL,CU,48P,0.5MM2 | M | 4690 | 1031800 | ZOTH | 2019-02-27 |  | 2499
2374 | Non Moving Item | c&i | M8192373542N | Non Moving Item | CABLE,INSTR,4C,0.5MM2 | M | 1965 | 310170 | ZOTH | 2019-02-27 |  | 2499
2375 | Non Moving Item | c&i | M8192403564 | Non Moving Item | CABLE,INSTR,4C,1.31MM2 | M | 1191 | 250768.01 | ZOTH | 2019-02-27 |  | 2499
2376 | Non Moving Item | c&i | M8192842060 | Non Moving Item | CABLE,MICC,2C,1.5MM2 | M | 250 | 112576 | ZOTH | 2019-03-23 |  | 2475
2825 | Non Moving Item | EMD | M8581880118 | Non Moving Item | SET OF GASKET,HRCC982671004,ALSTOM,GL318 | NO | 24 | 40933.8 | ZSPR | 2018-01-24 |  | 2898
2437 | Non Moving Item | EMD | M8520618589 | Non Moving Item | CONTACTOR,AUXILIARY,220-250VAC,3NO+1NC | NO | 73 | 40907.94 | ZSPR |  | 2019-10-19 | 2265
2327 | Non Moving Item | EMD | M8112085094 | Non Moving Item | CABLE,PWR,1.5MM2,2C,STRANDED,CU,1.1KV | M | 45 | 40356 | ZOTH | 2019-07-30 |  | 2346 | material withdrawn
1894 | Non Moving Item | EMD | M8110262475 | Non Moving Item | CABLE,PWR,4MM2,3C,STRANDED,AL,1.1KV,PVC | M | 985 | 40118.07 | ZOTH | 2019-05-27 | 2020-06-22 | 2018 | material withdrawn
2633 | Non Moving Item | EMD | M8544446586 | Non Moving Item | FUSE LINK,HRC,3.6KV,350A,WFFMO | NO | 4 | 40026.72 | ZSPR | 2019-03-09 | 2019-05-16 | 2421 | Critical item
2853 | Non Moving Item | EMD | M8587010603 | Non Moving Item | AUXILIARY SWITCH,JYOTI,OZ2M,6.6KV | NO | 1 | 40000 | ZSPR | 2018-09-06 |  | 2673
2935 | Non Moving Item | EMD | M8695023203 | Non Moving Item | END SHIELD DE,ABB,MOTOR | NO | 2 | 40000 | ZSPR | 2019-01-16 |  | 2541
2944 | Non Moving Item | EMD | M8720604102 | Non Moving Item | XFMR,CURR,150/1A,11KV,5VA,CL-5P20 | NO | 6 | 39354.28 | ZSPR | 2018-09-22 |  | 2657
2813 | Non Moving Item | EMD | M8574202633 | Non Moving Item | ACB:MOVING CONTACT,1200A,C&S | NO | 6 | 39294 | ZSPR | 2018-06-18 |  | 2753
663 | Non Moving Item | EMD | M4721100104 | Non Moving Item | LIMIT SWITCH,SOOT BLOWER,TYD-5,001 | NO | 2 | 39218 | ZSPR | 2019-05-16 |  | 2421 | material withdrawn
664 | Non Moving Item | EMD | M4721100105 | Non Moving Item | LIMIT SWITCH,TUD-1,BOILER,500MW | NO | 2 | 39216 | ZSPR | 2019-05-16 |  | 2421 | material withdrawn
3170 | Non Moving Item | EMD | M9070251923 | Non Moving Item | RELAY,HIGH SPEED TRIPPING,220VDC,FLUSH | NO | 3 | 38880 | ZSPR | 2019-03-19 |  | 2479
3115 | Non Moving Item | EMD | M8752855413 | Non Moving Item | AIR CELL CONSERVATOR,TOSHIBA,XFMR | NO | 1 | 38545.8 | ZSPR | 2017-03-27 |  | 3201
2764 | Non Moving Item | EMD | M8570400666 | Non Moving Item | ACB:ARCING CONTACT,ARCCONT-12D,C&S | SET | 8 | 38538 | ZSPR | 2018-06-18 |  | 2753
3148 | Non Moving Item | EMD | M9002232958 | Non Moving Item | RELAY,AUXILIARY,12/24VDC,3CO,4R-3-24,OEN | NO | 7 | 38231.33 | ZSPR | 2019-02-20 | 2019-06-29 | 2377
2006 | Non Moving Item | EMD | M8615414082 | Non Moving Item | MOTOR,SQL CAGE IND,415VAC,27.1A,3PH,S1 | NO | 1 | 38176.66 | ZSPR | 2020-02-04 |  | 2157 | critical spare
2436 | Non Moving Item | EMD | M8520616574 | Non Moving Item | CONTACTOR,AUXILIARY,220-250VAC,4NO+4NC | NO | 65 | 38073.33 | ZSPR | 2019-03-19 |  | 2479
2553 | Non Moving Item | EMD | M8523559331 | Non Moving Item | RIGID SPACER,PV/SP/220/019 REV 01,PEEVEE | NO | 28 | 37699.9 | ZSPR | 2018-02-14 |  | 2877
1988 | Non Moving Item | EMD | M8589346225 | Non Moving Item | FIXED CONTACT SET,BHEL,CB,11KV | SET | 5 | 37665.54 | ZSPR | 2020-03-13 |  | 2119 | critical spare
1989 | Non Moving Item | EMD | M8589346234 | Non Moving Item | CONTACT SET W/SOB,BHEL,CB,11KV | SET | 5 | 37665.54 | ZSPR | 2020-03-13 | 2020-09-04 | 1944 | critical spare
1991 | Non Moving Item | EMD | M8589346270 | Non Moving Item | FIXED CONTACT SET,BHEL,VACUUM CB,11KV | SET | 5 | 37665.54 | ZSPR | 2020-03-13 |  | 2119 | critical spare
2957 | Non Moving Item | EMD | M8721344951 | Non Moving Item | XFMR,CURR,1250/1A,11KV,5VA,CL-5P20 | NO | 6 | 37584.28 | ZSPR | 2018-09-25 |  | 2654
3139 | Non Moving Item | EMD | M8752856015 | Non Moving Item | AIR CELL CONSERVATOR,TOSHIBA,XFMR | NO | 1 | 37545.18 | ZSPR | 2017-03-27 |  | 3201
2284 | Non Moving Item | EMD | M6325516014 | Non Moving Item | HANGER ROLLER,XAA502K1,KONE CRANES | NO | 6 | 37344 | ZSPR | 2019-05-16 |  | 2421 | Critical item
2775 | Non Moving Item | EMD | M8570483126 | Non Moving Item | ARCING CONTACT,C&S,LT ACB | NO | 6 | 37096.3 | ZSPR | 2019-04-06 |  | 2461
3065 | Non Moving Item | EMD | M8752822109 | Non Moving Item | GASKET SET,TRIL,XFMR,1000KVA,11/0.433KV | SET | 2 | 36843.46 | ZSPR | 2019-02-01 |  | 2525
1969 | Non Moving Item | EMD | M8558303035 | Non Moving Item | SWITCH,CONTROL,220VDC,16A,2P,KAYCEE | NO | 7 | 36707.71 | ZSPR | 2018-06-18 | 2020-04-06 | 2095 | material withdrawn
3050 | Non Moving Item | EMD | M8752752409 | Non Moving Item | VALVE SET,KEC,XFMR,3PH,16MVA,11/3.45KV | NO | 1 | 36347.13 | ZSPR | 2019-12-03 |  | 2220
3169 | Non Moving Item | EMD | M9070240392 | Non Moving Item | RELAY,TRIPPING,220VDC,FLUSH,VAJHM23BF42D | NO | 7 | 36061.13 | ZSPR | 2019-03-19 |  | 2479
2452 | Non Moving Item | EMD | M8523187884 | Non Moving Item | DOUBLE SUSP STRING ASSLY W/O TURN BUCKL2 | NO | 3 | 36000 | ZSPR | 2018-02-10 |  | 2881
2453 | Non Moving Item | EMD | M8523187893 | Non Moving Item | DOUBLE SUSP STRING ASSLY W/O TURN BUCKL1 | NO | 3 | 36000 | ZSPR | 2018-02-10 |  | 2881
3103 | Non Moving Item | EMD | M8752855213 | Non Moving Item | AIR CELL CONSERVATOR,TOSHIBA,XFMR | NO | 1 | 35793.84 | ZSPR | 2017-03-27 |  | 3201
2864 | Non Moving Item | EMD | M8589345727 | Non Moving Item | CONTACT,BHEL,VCB,FIXED&MOVING,11KV,1600A | NO | 8 | 35686.6 | ZSPR | 2018-09-25 |  | 2654
2865 | Non Moving Item | EMD | M8589345736 | Non Moving Item | CONTACT,BHEL,VCB,FIXED&MOVING,11KV,2500A | NO | 8 | 35686.6 | ZSPR | 2018-09-25 |  | 2654
2866 | Non Moving Item | EMD | M8589345745 | Non Moving Item | CONTACT,BHEL,VCB,FIXED&MOVING,11KV,3000A | NO | 8 | 35686.6 | ZSPR | 2018-09-25 |  | 2654
2557 | Non Moving Item | EMD | M8525039413 | Non Moving Item | RELAY,BIMETALLIC OVERLOAD,0.47-0.75A,DIN | NO | 28 | 35566.58 | ZSPR | 2019-03-19 |  | 2479
1987 | Non Moving Item | EMD | M8589346216 | Non Moving Item | WINDOW GLASS,45215002002-001,BHEL,VCB | NO | 20 | 35435.34 | ZSPR | 2020-03-13 |  | 2119 | critical spare
2028 | Non Moving Item | EMD | M6325406026 | Non Moving Item | BRIDGE RECT CARD,SFG500123,TECHNO,1088KG | PC | 6 | 35400.02 | ZSPR | 2020-10-15 |  | 1903
2044 | Non Moving Item | EMD | M6325406109 | Non Moving Item | RECTIFIER,RMS-161-P2-0248,TECHNO | NO | 6 | 35400.02 | ZSPR | 2020-10-15 |  | 1903
2901 | Non Moving Item | EMD | M8596817077 | Non Moving Item | SEAL OFF BUSHING,21KV,BUS DUCT | NO | 3 | 35400 | ZSPR | 2019-07-04 |  | 2372
3171 | Non Moving Item | EMD | M9070251978 | Non Moving Item | RELAY,HIGH SPEED TRIPPING,220VDC,FLUSH | NO | 3 | 35202 | ZSPR | 2019-03-19 |  | 2479
2010 | Non Moving Item | EMD | M8715183051 | Non Moving Item | XFMR,CURR,3000/1-1A,11KV,CL-PS | NO | 3 | 34976 | ZSPR | 2020-10-17 |  | 1901 | critical spare
3051 | Non Moving Item | EMD | M8752752410 | Non Moving Item | GASKET SET,KEC,XFMR,3PH,16MVA,11/3.45KV | NO | 1 | 34636.08 | ZSPR | 2018-12-22 |  | 2566
2884 | Non Moving Item | EMD | M8594015334 | Non Moving Item | CAPACITOR,SURGE,0.125MF,24KV,MADHAV | NO | 3 | 34214 | ZSPR | 2019-07-04 |  | 2372
2823 | Non Moving Item | EMD | M8581160281 | Non Moving Item | GASKET,RING&SEAL SET,ABB,CB,132KV | SET | 1 | 33931 | ZSPR | 2018-01-24 |  | 2898
3118 | Non Moving Item | EMD | M8752855503 | Non Moving Item | LV NEUTRAL BUSHING,TOSHIBA,XFMR | NO | 1 | 33584.52 | ZSPR | 2017-03-27 |  | 3201
3130 | Non Moving Item | EMD | M8752856004 | Non Moving Item | LV NEUTRAL BUSHING,TOSHIBA,XFMR | NO | 1 | 33584.52 | ZSPR | 2017-03-27 |  | 3201
3156 | Non Moving Item | EMD | M9013310032 | Non Moving Item | RELAY,BATTERY EARTH FAULT,1-7MA,125VDC | NO | 2 | 33583 | ZSPR | 2018-06-18 |  | 2753
3157 | Non Moving Item | EMD | M9013610121 | Non Moving Item | RELAY,BATTERY EARTH FAULT,1-7MA,48-60VDC | NO | 2 | 33583 | ZSPR | 2018-06-18 |  | 2753
2425 | Non Moving Item | EMD | M8510223416 | Non Moving Item | CONTACTOR,110A,COIL:110VAC,SIEMENS | NO | 2 | 33229.68 | ZSPR | 2019-03-19 |  | 2479
2794 | Non Moving Item | EMD | M8571260456 | Non Moving Item | ADD ON BLOCK,LA1-D31,TC,CONTACTOR | NO | 3 | 33195 | ZSPR | 2019-02-21 |  | 2505
2856 | Non Moving Item | EMD | M8587990246 | Non Moving Item | CONTACT BLOCK SET,CONTACTOR,LA1-D22 | NO | 3 | 33195 | ZSPR | 2019-02-21 |  | 2505
3165 | Non Moving Item | EMD | M9026830316 | Non Moving Item | RELAY,INSTANTANEOUS U/V,220VDC,EE | NO | 6 | 33134 | ZSPR | 2018-06-18 |  | 2753
2814 | Non Moving Item | EMD | M8574202679 | Non Moving Item | ACB:ARCING CONTACT,ARCCONT-08D,C&S | NO | 6 | 32922 | ZSPR | 2018-06-18 |  | 2753
2031 | Non Moving Item | EMD | M6325406056 | Non Moving Item | PUSH BUTTON-1ST FLR,RM03523,TECHNO | NO | 11 | 32779.03 | ZSPR | 2020-10-15 | 2020-07-21 | 1989
2014 | Non Moving Item | EMD | M8731308026 | Non Moving Item | XFMR,CTRL,83-0-83/0-257V,0-12V,4.9KVA | NO | 1 | 32707 | ZSPR | 2020-09-16 |  | 1932 | critical spare
2950 | Non Moving Item | EMD | M8720974805 | Non Moving Item | XFMR,CURR,500/1A,11KV,CL-PS | NO | 6 | 32687.65 | ZSPR | 2018-09-25 |  | 2654
2377 | Non Moving Item | EMD | M8195220300 | Non Moving Item | HYD CRIMPING TOOL,AL,25-400MM2,SYE-150A | SET | 1 | 32373.33 | ZOTH | 2018-10-11 | 2018-12-21 | 2567
2364 | Non Moving Item | EMD | M8190060404 | Non Moving Item | SADDLE,FOR 1/2IN GI CONDUIT | NO | 400 | 32266 | ZOTH | 2019-04-30 |  | 2437 | material withdrawn
2365 | Non Moving Item | EMD | M8190365039 | Non Moving Item | CONDUIT,FLEXIBLE,1/2IN,GI | M | 400 | 32266 | ZOTH | 2019-04-30 |  | 2437 | material withdrawn
2571 | Non Moving Item | EMD | M8525105411 | Non Moving Item | RELAY,BIMETAL THERMAL O/L,3.8-6A,BCH | NO | 28 | 32017.86 | ZSPR | 2019-04-05 |  | 2462
2934 | Non Moving Item | EMD | M8695023003 | Non Moving Item | BEARING DE,ABB,LT MOTOR,225 | NO | 2 | 32000 | ZSPR | 2019-01-16 |  | 2541
3211 | Non Moving Item | EMD | M6325250069 | Non Moving Item | TRACK ROLLER,86226G01,KONE CRANES | NO | 6 | 31669 | ZOTH | 2019-05-16 |  | 2421
2276 | Non Moving Item | EMD | M6325316017 | Non Moving Item | TRANSFORMER,ELEVATOR | NO | 1 | 31580 | ZSPR | 2017-12-07 |  | 2946
2433 | Non Moving Item | EMD | M8520445176 | Non Moving Item | CONTACTOR,AUXILIARY,110VAC,6NO+2NC | NO | 25 | 31487.99 | ZSPR | 2019-03-19 |  | 2479
2600 | Non Moving Item | EMD | M8544135671 | Non Moving Item | FUSE LINK,HRC,80KA,415VAC,32A | NO | 266 | 31469.11 | ZSPR | 2018-06-18 | 2019-05-25 | 2412 | Material Withdraw
2462 | Non Moving Item | EMD | M8523377074 | Non Moving Item | TERMINAL CONNECTOR,SUB-STN AUT SYS | NO | 6 | 31075.36 | ZSPR | 2018-06-20 |  | 2751
2275 | Non Moving Item | EMD | M6325316015 | Non Moving Item | KEY SWITCH,2700 105,ALIKRAFT | NO | 7 | 30800 | ZSPR | 2017-12-07 |  | 2946
2826 | Non Moving Item | EMD | M8581880127 | Non Moving Item | SET OF GASKET,HRCC982671005,ALSTOM,GL318 | NO | 18 | 30700.35 | ZSPR | 2018-01-24 |  | 2898
2831 | Non Moving Item | EMD | M8581880172 | Non Moving Item | SET OF GASKET,HRCC977224001,ALSTOM,GL318 | NO | 18 | 30700.35 | ZSPR | 2018-01-24 |  | 2898
3042 | Non Moving Item | EMD | M8752752310 | Non Moving Item | GASKET SET,KEC,XFMR,12.5MVA,11/3.45KV | NO | 1 | 30645.73 | ZSPR | 2018-12-22 |  | 2566
2727 | Non Moving Item | EMD | M8567525084 | Non Moving Item | SWITCH,CONTROL,ODC/08/N/SR/P/71 | NO | 5 | 30119.17 | ZSPR | 2019-04-06 |  | 2461
2755 | Non Moving Item | EMD | M8569316752 | Non Moving Item | SWITCH,BREAKER CONTROL,16A,5P,ODC,C&S | NO | 2 | 29730 | ZSPR | 2019-02-21 |  | 2505
2629 | Non Moving Item | EMD | M8544376577 | Non Moving Item | FUSE LINK,HRC,3.6KV,315A | NO | 3 | 29685.97 | ZSPR | 2019-03-09 |  | 2489 | critical spare
3032 | Non Moving Item | EMD | M8752752211 | Non Moving Item | AIR CELL CONSERVATOR,KEC,XFMR | NO | 1 | 29629.22 | ZSPR | 2019-02-01 |  | 2525
2636 | Non Moving Item | EMD | M8544630608 | Non Moving Item | FUSE LINK,HRC,630A,TTM-630,EE | NO | 69 | 29534.96 | ZSPR | 2019-04-06 |  | 2461
2429 | Non Moving Item | EMD | M8512021330 | Non Moving Item | CONTACTOR,POWER,110VAC,16A,3P,C&S | NO | 6 | 29358 | ZSPR | 2019-06-07 |  | 2399
3123 | Non Moving Item | EMD | M8752855510 | Non Moving Item | GASKET SET,TOSHIBA,XFMR | NO | 1 | 29251.56 | ZSPR | 2017-03-27 |  | 3201
1961 | Non Moving Item | EMD | M8535250161 | Non Moving Item | STARTER,MTR,CONTROL PANEL,3.7KW | NO | 2 | 29193 | ZSPR | 2020-08-25 | 2020-09-08 | 1940 | material withdrawn
2894 | Non Moving Item | EMD | M8596531173 | Non Moving Item | BUSBAR ANGLE PIECE,0.4KV,2500A,BUS DUCT | NO | 6 | 29075 | ZSPR | 2018-06-18 |  | 2753
2556 | Non Moving Item | EMD | M8525037514 | Non Moving Item | RELAY,THERMAL O/L,0.4-0.63A | NO | 43 | 28959.64 | ZSPR | 2019-03-19 |  | 2479
2905 | Non Moving Item | EMD | M8597162734 | Non Moving Item | SUPPORT INSULATOR,ABB,3.3KV,2750A | NO | 25 | 28527 | ZSPR | 2019-07-04 |  | 2372
1903 | Non Moving Item | EMD | M8167645665 | Non Moving Item | JKIT,ET,H/S,XLPE,11KV,3C,240MM2,AL | NO | 10 | 28192.37 | ZOTH | 2018-01-06 | 2020-08-05 | 1974 | material withdrawn
3122 | Non Moving Item | EMD | M8752855509 | Non Moving Item | OIL SURGE RELAY,TOSHIBA,XFMR | NO | 1 | 28159.14 | ZSPR | 2017-03-27 |  | 3201
3135 | Non Moving Item | EMD | M8752856010 | Non Moving Item | OIL SURGE RELAY,TOSHIBA,XFMR | NO | 1 | 28159.14 | ZSPR | 2017-03-27 |  | 3201
1899 | Non Moving Item | EMD | M8167135661 | Non Moving Item | JKIT,ET,H/S,6.6KV,3C,240MM2,AL | NO | 22 | 27875.73 | ZOTH |  | 2020-06-10 | 2030 | material withdrawn
2893 | Non Moving Item | EMD | M8596517252 | Non Moving Item | FLEXIBLE BUSBAR CONNECTOR,21KV,CU | NO | 1 | 27553 | ZSPR | 2019-11-14 |  | 2239
2587 | Non Moving Item | EMD | M8525605814 | Non Moving Item | RELAY,O/L,65-105A,480VAC,LRI-F105,TC | NO | 5 | 27310.05 | ZSPR | 2019-03-19 |  | 2479
2695 | Non Moving Item | EMD | M8559407471 | Non Moving Item | SOCKET SUITABLE FOR 63A 4PIN POWER RECEP | NO | 4 | 26911 | ZSPR | 2018-12-24 |  | 2564
2585 | Non Moving Item | EMD | M8525487410 | Non Moving Item | RELAY,BIMETAL THERMAL O/L,37-60A,BCH | NO | 12 | 26823.08 | ZSPR | 2019-03-19 |  | 2479
2000 | Non Moving Item | EMD | M8612235082 | Non Moving Item | MOTOR,SQ CAGE IND,415VAC,3PH,100L,IP55 | NO | 1 | 26645 | ZSPR | 2020-07-07 |  | 2003 | critical spare
3141 | Non Moving Item | EMD | M8752940702 | Non Moving Item | LT BUSHING,VOLTAMP,XFMR | NO | 3 | 26338 | ZSPR | 2018-12-14 |  | 2574
3189 | Non Moving Item | EMD | M9263271235 | Non Moving Item | BATTERY,RECH,NI-CD,1.2V,KPH 415,AMCO | NO | 2 | 26177.5 | ZSPR | 2019-12-03 |  | 2220
1900 | Non Moving Item | EMD | M8167145183 | Non Moving Item | JKIT,ET,H/S,XLPE,11KV,1C,300MM2,AL | NO | 23 | 25969.15 | ZOTH | 2015-12-03 | 2020-03-19 | 2113 | material withdrawn
2627 | Non Moving Item | EMD | M8544356524 | Non Moving Item | FUSE LINK,HRC,HT,3.6KV,250A | NO | 3 | 25696.76 | ZSPR | 2019-03-09 |  | 2489 | Critical item
2250 | Non Moving Item | EMD | M5386016001 | Non Moving Item | BLOCKER DIODE,STAMFORD,P1734G | NO | 4 | 25479.84 | ZSPR | 2017-06-30 |  | 3106 | Critical item
2461 | Non Moving Item | EMD | M8523377065 | Non Moving Item | TERMINAL CONNECTOR,SUB-STN AUT SYS | NO | 4 | 25238.63 | ZSPR | 2019-07-12 |  | 2364
3041 | Non Moving Item | EMD | M8752752309 | Non Moving Item | VALVE SET,KEC,XFMR,3PH,12.5MVA,11/3.45KV | NO | 1 | 24943.32 | ZSPR | 2019-12-03 |  | 2220
2254 | Non Moving Item | EMD | M6305336003 | Non Moving Item | LIMIT SWITCH,CRANE,40MT | NO | 2 | 24780 | ZSPR | 2018-04-04 |  | 2828
2358 | Non Moving Item | EMD | M8180259373 | Non Moving Item | CABLE,COMPENSATING,2P | M | 350 | 24780 | ZOTH | 2019-04-03 |  | 2464 | critical spare
2027 | Non Moving Item | EMD | M6325236027 | Non Moving Item | FIREMAN SWITCH ASSY,773504G01,GT20/05-15 | NO | 6 | 24468 | ZSPR | 2020-09-16 |  | 1932
2876 | Non Moving Item | EMD | M8592470733 | Non Moving Item | LIMIT SWITCH,AREVA,ISOLATOR | NO | 6 | 24432 | ZSPR | 2018-08-06 |  | 2704
2459 | Non Moving Item | EMD | M8523377038 | Non Moving Item | TERMINAL CONNECTOR,SUB-STN AUT SYS | NO | 8 | 24397.44 | ZSPR | 2018-06-20 |  | 2751
4405 | Non Moving Item | EMD | M7045901021 | Non Moving Item | PICKUP (MAGNETIC) | NO | 2 | 24145.01 | ZSPR | 2017-06-30 |  | 3106 | critical for Main DG
2410 | Non Moving Item | EMD | M8345024608 | Non Moving Item | SCR MODULE SKKT27 25A 1600PIV | NO | 8 | 24093.04 | ZSPR | 2018-12-31 |  | 2557 | critical spare
2770 | Non Moving Item | EMD | M8570451628 | Non Moving Item | LIMIT SWITCH,TIS-2,C&S,ACB,CN-CS | NO | 15 | 24046.75 | ZSPR | 2019-06-07 |  | 2399 | Critical item
2449 | Non Moving Item | EMD | M8523187857 | Non Moving Item | SINGL SUSP STRING ASSLY WITH DROP CLAMP1 | NO | 2 | 24000 | ZSPR | 2018-02-10 |  | 2881
2450 | Non Moving Item | EMD | M8523187866 | Non Moving Item | SINGL SUSP STRING ASSLY WITH THR. CLAMP1 | NO | 2 | 24000 | ZSPR | 2018-02-10 |  | 2881
2448 | Non Moving Item | EMD | M8523187848 | Non Moving Item | SINGL SUSP STRING ASSLY WITH DROP CLAMP2 | NO | 2 | 23999.97 | ZSPR | 2018-02-10 |  | 2881
2734 | Non Moving Item | EMD | M8567525163 | Non Moving Item | CONTROL SWITCH:500VAC/DC:10A AC/DC | NO | 19 | 23833.6 | ZSPR | 2019-04-06 |  | 2461
3155 | Non Moving Item | EMD | M9012120414 | Non Moving Item | RELAY,O/L,1.6-2.5A,480VAC,LRI-D09-307 | NO | 1 | 23747 | ZSPR | 2019-02-21 |  | 2505
2631 | Non Moving Item | EMD | M8544400607 | Non Moving Item | FUSE LINK,HRC,80KA,415V,400A | NO | 42 | 23615.79 | ZSPR | 2019-04-06 |  | 2461
3174 | Non Moving Item | EMD | M9244190636 | Non Moving Item | ACDB FUSES-20A FOR UPS | NO | 6 | 23530.07 | ZSPR | 2018-12-31 |  | 2557
2081 | Non Moving Item | EMD | M1920562400 | Non Moving Item | BEARING,ROLLER,CYLINDRICAL,NU224 | NO | 1 | 23418.5 | ZSPR | 2019-11-23 |  | 2230
2082 | Non Moving Item | EMD | M1920562600 | Non Moving Item | BEARING NUP 226 | NO | 1 | 23418.5 | ZSPR | 2019-11-23 |  | 2230
2385 | Non Moving Item | EMD | M8210147117 | Non Moving Item | LAMP,FLUOR,BI-PIN,250V,14W,24IN | NO | 300 | 23363.83 | ZOTS | 2018-07-18 | 2018-10-11 | 2638
2470 | Non Moving Item | EMD | M8523377153 | Non Moving Item | TEE CONNECTOR,SUB-STN AUT SYS | NO | 8 | 23346.93 | ZSPR | 2018-06-20 |  | 2751
2472 | Non Moving Item | EMD | M8523377180 | Non Moving Item | PG CLAMP,SUB-STN AUT SYS | NO | 8 | 23346.93 | ZSPR | 2018-06-20 |  | 2751
2817 | Non Moving Item | EMD | M8574203247 | Non Moving Item | CURRENT TRANSFORMER,C&S,ACB | NO | 9 | 23283 | ZSPR | 2019-04-06 |  | 2461
2084 | Non Moving Item | EMD | M1940014010 | Non Moving Item | BEARING,PLAIN,RADIAL SPHERICAL,GE140-DO | NO | 1 | 23281.01 | ZSPR | 2019-06-07 |  | 2399
2258 | Non Moving Item | EMD | M6317806271 | Non Moving Item | SCREW SET,MHSS4007415,VOLTAS,VLPC14T | NO | 2 | 23128 | ZSPR | 2019-05-13 |  | 2424
2389 | Non Moving Item | EMD | M8222324368 | Non Moving Item | LAMP,FLUOR,COMPACT,220-240VAC,34/36W | NO | 341 | 22837.2 | ZOTS |  | 2019-10-12 | 2272
17 | Surplus Material | EMD | M8167140674 | Surplus Material | JKIT,ET,H/S,XLPE,11KV,3C,150MM2,AL | NO | 2 | 22765 | ZOTH | 2015-05-23 | 2015-05-23 | 3875 | Old Declared Surplus Material
1996 | Non Moving Item | EMD | M8590240134 | Non Moving Item | 132KV G R POWER-ROTARY BEARINGS | NO | 10 | 22662.5 | ZSPR | 2020-08-31 |  | 1948 | critical spare
2001 | Non Moving Item | EMD | M8612274083 | Non Moving Item | MOTOR,SQL CAGE IND,415VAC,7.3A,3PH,S1 | NO | 2 | 22657.83 | ZSPR | 2020-02-04 |  | 2157 | critical spare
2384 | Non Moving Item | EMD | M8209423611 | Non Moving Item | LAMP,LED,INDICATING,125VDC,1W,GREEN | NO | 240 | 22546.08 | ZOTS | 2018-09-22 | 2019-10-29 | 2255 | material withdrawn
2423 | Non Moving Item | EMD | M8510223151 | Non Moving Item | CONTACTOR,POWER,110VAC,115A,3P,TC | NO | 2 | 22543.98 | ZSPR | 2019-03-19 |  | 2479
2941 | Non Moving Item | EMD | M8720131406 | Non Moving Item | XFMR,CURR,10/1A,0.415/0.66KV,15VA,CL-1 | NO | 1 | 22518 | ZSPR | 2019-02-21 |  | 2505
2435 | Non Moving Item | EMD | M8520609617 | Non Moving Item | AUX CONTACFOR,240VAC,2NO+2NC,TC | NO | 28 | 22422.99 | ZSPR |  | 2019-10-19 | 2265
3031 | Non Moving Item | EMD | M8752752210 | Non Moving Item | GASKET SET,KEC,XFMR,3PH,7.5MVA,11/3.45KV | NO | 1 | 22158.17 | ZSPR | 2019-02-01 |  | 2525
2580 | Non Moving Item | EMD | M8525327039 | Non Moving Item | RELAY,BIMETAL THERMAL O/L,16-25A,SIEMENS | NO | 3 | 22078.44 | ZSPR | 2019-07-24 |  | 2352
2078 | Non Moving Item | EMD | M1902602800 | Non Moving Item | BEARING,BALL,RADIAL CONTACT,6028 | NO | 4 | 21712 | ZSPR | 2018-07-06 |  | 2735 | Critical item
2644 | Non Moving Item | EMD | M8546144770 | Non Moving Item | FUSE LINK,HRC,DCDB,16A | NO | 128 | 21443.84 | ZSPR | 2018-09-06 |  | 2673 | Critical item
3020 | Non Moving Item | EMD | M8752751205 | Non Moving Item | WTI+CONTACT,KEC,XFMR,2.5MVA,11/0.433KV | NO | 1 | 21380.55 | ZSPR | 2018-12-22 |  | 2566
3030 | Non Moving Item | EMD | M8752752209 | Non Moving Item | VALVE SET,KEC,XFMR,3PH,7.5MVA,11/3.45KV | NO | 1 | 21380.55 | ZSPR | 2019-12-03 |  | 2220
3082 | Non Moving Item | EMD | M8752822309 | Non Moving Item | VALVE SET,TRIL,XFMR,2000KVA,11/0.433KV | SET | 1 | 21380.55 | ZSPR | 2019-12-03 |  | 2220
3091 | Non Moving Item | EMD | M8752822410 | Non Moving Item | VALVE SET,TRIL,XFMR,3PH,2MVA,11/3.45KV | NO | 1 | 21380.55 | ZSPR | 2019-12-03 |  | 2220
2845 | Non Moving Item | EMD | M8581880321 | Non Moving Item | ROTARY BEARING,ALSTOM,SF6 CB | NO | 3 | 21376.98 | ZSPR | 2018-04-13 |  | 2819 | Critical item
2690 | Non Moving Item | EMD | M8556425447 | Non Moving Item | SDF-100A FN100 TPN 3P ON-OFF 415VAC | NO | 20 | 21204 | ZSPR | 2019-03-19 |  | 2479 | New declared Obsolete Material
2382 | Non Moving Item | EMD | M8209299317 | Non Moving Item | LAMP,LED,240VAC,25W,RED,IP65,200MM | NO | 4 | 20866.53 | ZOTS | 2019-03-19 |  | 2479 | material withdrawn
3044 | Non Moving Item | EMD | M8752752401 | Non Moving Item | HV BUSHING,KEC,XFMR,3PH,16MVA,11/3.45KV | NO | 1 | 20667.98 | ZSPR | 2018-12-22 |  | 2566
3058 | Non Moving Item | EMD | M8752821909 | Non Moving Item | VALVE SET,TRIL,XFMR,0.63MVA,11/0.433KV | NO | 1 | 20667.98 | ZSPR | 2019-12-03 |  | 2220
3074 | Non Moving Item | EMD | M8752822210 | Non Moving Item | VALVE SET,TRIL,XFMR,1600KVA,11/0.433KV | SET | 1 | 20667.98 | ZSPR | 2019-12-03 |  | 2220
2418 | Non Moving Item | EMD | M8510024354 | Non Moving Item | CONTACTOR,POWER,110VAC,185A,3P,TELEMECH | NO | 1 | 20488.35 | ZSPR | 2019-03-19 |  | 2479
2827 | Non Moving Item | EMD | M8581880136 | Non Moving Item | SET OF GASKET,HRCC982672002,ALSTOM | NO | 12 | 20466.9 | ZSPR | 2018-01-24 |  | 2898 | Critical item
2828 | Non Moving Item | EMD | M8581880145 | Non Moving Item | SET OF GASKET,HRCC982671004,ALSTOM,GL318 | NO | 12 | 20466.9 | ZSPR | 2018-04-13 |  | 2819 | Critical item
2829 | Non Moving Item | EMD | M8581880154 | Non Moving Item | SET OF GASKET,HRCC962672033,ALSTOM,GL318 | NO | 12 | 20466.9 | ZSPR | 2018-01-24 |  | 2898 | Critical item
2832 | Non Moving Item | EMD | M8581880181 | Non Moving Item | SET OF GASKET,HRCC977055031,ALSTOM,GL318 | NO | 12 | 20466.9 | ZSPR | 2018-01-24 |  | 2898 | Critical item
2833 | Non Moving Item | EMD | M8581880190 | Non Moving Item | SET OF GASKET,HRCC977055033,ALSTOM,GL318 | NO | 12 | 20466.9 | ZSPR | 2018-01-24 |  | 2898 | Critical item
2460 | Non Moving Item | EMD | M8523377047 | Non Moving Item | TERMINAL CONNECTOR,SUB-STN AUT SYS | NO | 7 | 20428.57 | ZSPR | 2018-06-20 |  | 2751 | Critical item
2500 | Non Moving Item | EMD | M8523378642 | Non Moving Item | TERMINAL CONNECTOR,SUB-STN AUT SYS | NO | 7 | 20428.57 | ZSPR | 2018-06-20 |  | 2751 | Critical item
2311 | Non Moving Item | EMD | M7045901027 | Non Moving Item | REPAIR KIT-TURBO CHARGER | NO | 1 | 20383.87 | ZSPR | 2017-06-30 |  | 3106 | Critical item
2309 | Non Moving Item | EMD | M7045901019 | Non Moving Item | SEAL INJECTOR O-RING,Y03/00033,PERKINS | NO | 12 | 20383.8 | ZSPR | 2017-06-30 |  | 3106 | Critical item
2563 | Non Moving Item | EMD | M8525081414 | Non Moving Item | RELAY,BIMETALLIC OVERLOAD,1.07-1.70A,DIN | NO | 17 | 20277.88 | ZSPR | 2019-04-08 |  | 2459
19 | Surplus Material | EMD | M8167255152 | Surplus Material | JKIT,ET,H/S,33KV,1C,150MM2,AL | NO | 2 | 20260 | ZOTH | 2015-12-03 | 2015-07-20 | 3817 | Old Declared Surplus Material
2555 | Non Moving Item | EMD | M8523706207 | Non Moving Item | FUSE LINK,DROP OUT,11KV,160A | NO | 5 | 20260 | ZSPR | 2015-12-03 | 2019-09-30 | 2284
2576 | Non Moving Item | EMD | M8525207414 | Non Moving Item | RELAY,THERMAL O/L,8.9-13.5A,BCH | NO | 17 | 20243.55 | ZSPR | 2019-04-08 |  | 2459
3062 | Non Moving Item | EMD | M8752822105 | Non Moving Item | OIL TEMP INDICATOR,TRIL,XFMR | NO | 2 | 20094.98 | ZSPR | 2019-02-01 |  | 2525
2689 | Non Moving Item | EMD | M8556418696 | Non Moving Item | SFU,TPN,690V,63A,DIN,EOESA 00-63 A4,ABB | NO | 11 | 20020 | ZSPR | 2019-03-19 |  | 2479
2400 | Non Moving Item | EMD | M8272561221 | Non Moving Item | 1 PHASE 20 A RECEPTACLE | NO | 10 | 19876.61 | ZOTS | 2019-07-23 |  | 2353 | material withdrawn
2822 | Non Moving Item | EMD | M8581160236 | Non Moving Item | GAS VALVE,POLE,SF6 CB,LTB145D1/B,132KV | NO | 1 | 19794 | ZSPR | 2018-01-24 |  | 2898 | Critical item
3140 | Non Moving Item | EMD | M8752940701 | Non Moving Item | HT BUSHING,VOLTAMP,XFMR | NO | 3 | 19753 | ZSPR | 2018-12-14 |  | 2574
2721 | Non Moving Item | EMD | M8567495275 | Non Moving Item | SWITCH,RTRY,ON/OFF,250VAC,400A,2P,SC4025 | NO | 3 | 19718 | ZSPR | 2018-06-18 |  | 2753 | Critical item
2628 | Non Moving Item | EMD | M8544360604 | Non Moving Item | FUSE LINK,HRC,300A,TTM-300,EE | NO | 68 | 19348.05 | ZSPR | 2019-03-19 |  | 2479
1957 | Non Moving Item | EMD | M8520609200 | Non Moving Item | CONTACTOR,AUXILIARY,220-250VAC,2NO+2NC | NO | 21 | 19192.06 | ZSPR |  | 2020-04-09 | 2092 | material withdrawn
2882 | Non Moving Item | EMD | M8593870211 | Non Moving Item | WELDING SLEEVE,AREVA,SWITCH GEAR | NO | 7 | 19174.12 | ZSPR | 2018-07-17 |  | 2724 | Critical item
2559 | Non Moving Item | EMD | M8525067414 | Non Moving Item | RELAY,BIMETAL THERMAL O/L,0.72-1.14A,BCH | NO | 38 | 19134.9 | ZSPR |  | 2019-09-24 | 2290
3096 | Non Moving Item | EMD | M8752855205 | Non Moving Item | WTI+CONTACT,TOSHIBA,XFMR | NO | 1 | 19092.36 | ZSPR | 2017-03-27 |  | 3201 | Critical item
3108 | Non Moving Item | EMD | M8752855405 | Non Moving Item | WTI+CONTACT,TOSHIBA,XFMR | NO | 1 | 19092.36 | ZSPR | 2017-03-27 |  | 3201 | Critical item
3188 | Non Moving Item | EMD | M9253451124 | Non Moving Item | DC-DC CONVERTER CARD,69-00085,HBL | NO | 2 | 19085.42 | ZSPR | 2019-08-08 |  | 2337
2887 | Non Moving Item | EMD | M8596511102 | Non Moving Item | FLEX CONN (CU) TPN,CSC,3200A | NO | 1 | 19069 | ZSPR | 2019-11-14 |  | 2239
2609 | Non Moving Item | EMD | M8544176564 | Non Moving Item | FUSE LINK,HRC,3.6KV,100A | NO | 3 | 18765.31 | ZSPR | 2019-03-09 |  | 2489 | Critical item
2273 | Non Moving Item | EMD | M6325316005 | Non Moving Item | ELECTRONIC TIMER,25020105084,ALIKRAFT | NO | 2 | 18565 | ZSPR | 2017-12-07 |  | 2946 | Critical item
2264 | Non Moving Item | EMD | M6324171227 | Non Moving Item | INSERT,1800-115,ALIKRAFT,AK-400 | NO | 12 | 18432 | ZSPR | 2017-12-07 |  | 2946
3073 | Non Moving Item | EMD | M8752822209 | Non Moving Item | GASKET SET,TRIL,XFMR,1600KVA,11/0.433KV | SET | 1 | 18421.73 | ZSPR | 2019-02-01 |  | 2525
3083 | Non Moving Item | EMD | M8752822310 | Non Moving Item | GASKET SET,TRIL,XFMR,2000KVA,11/0.433KV | SET | 1 | 18421.73 | ZSPR | 2019-02-01 |  | 2525
3090 | Non Moving Item | EMD | M8752822409 | Non Moving Item | GASKET SET,TRIL,XFMR,3PH,2MVA,11/3.45KV | NO | 1 | 18421.73 | ZSPR | 2019-02-01 |  | 2525
2024 | Non Moving Item | EMD | M6305306010 | Non Moving Item | THRUSTER BRAKE,KHANDELWAL,CRANE | NO | 7 | 18368 | ZOTH | 2019-07-23 | 2020-09-30 | 1918
2880 | Non Moving Item | EMD | M8592490591 | Non Moving Item | AUXILIARY SWITCH,AREVA | NO | 6 | 18322.86 | ZSPR | 2018-04-13 |  | 2819
3119 | Non Moving Item | EMD | M8752855504 | Non Moving Item | WTI+CONTACT,TOSHIBA,XFMR | NO | 1 | 18227.4 | ZSPR | 2017-03-27 |  | 3201
3131 | Non Moving Item | EMD | M8752856005 | Non Moving Item | WTI+CONTACT,TOSHIBA,XFMR | NO | 1 | 18227.4 | ZSPR | 2017-03-27 |  | 3201
2663 | Non Moving Item | EMD | M8547145217 | Non Moving Item | FUSE BASE,HM,100A,1P | NO | 176 | 18126.6 | ZSPR | 2019-03-19 |  | 2479
3161 | Non Moving Item | EMD | M9026225587 | Non Moving Item | RELAY,INST U/V,110VAC,FLUSH,VAG11ZG44G | NO | 6 | 17912 | ZSPR | 2018-06-18 |  | 2753
2345 | Non Moving Item | EMD | M8172752426 | Non Moving Item | CABLE LUG,TUBE TERMINAL,CU,21MM,500MM2 | NO | 40 | 17888.53 | ZOTH | 2018-04-25 |  | 2807 | material withdrawn
2574 | Non Moving Item | EMD | M8525117258 | Non Moving Item | THERMAL O\LOAD RELAY 4-6.5 | NO | 15 | 17858.28 | ZSPR | 2019-03-19 |  | 2479
3001 | Non Moving Item | EMD | M8752020303 | Non Moving Item | MAGNETIC OIL GAUGE,ABB,XFMR | NO | 1 | 17700 | ZSPR | 2018-05-24 |  | 2778
3004 | Non Moving Item | EMD | M8752020306 | Non Moving Item | WTI+CONTACT,ABB,XFMR,1PH,80MVAR,765KV | NO | 1 | 17700 | ZSPR | 2018-05-24 |  | 2778
3006 | Non Moving Item | EMD | M8752020704 | Non Moving Item | WTI+CONTACT,ABB,XFMR,1PH,85MVA,765/132KV | NO | 1 | 17700 | ZSPR | 2018-05-24 |  | 2778
3008 | Non Moving Item | EMD | M8752020707 | Non Moving Item | MAGNETIC OIL GAUGE,ABB,XFMR | NO | 1 | 17700 | ZSPR | 2018-05-24 |  | 2778
2430 | Non Moving Item | EMD | M8512222203 | Non Moving Item | CONTACTOR,POWER,110VAC,80A,3P,1NO+1NC,GE | NO | 4 | 17558 | ZSPR | 2019-06-07 |  | 2399
2432 | Non Moving Item | EMD | M8520416613 | Non Moving Item | AUX CONTACFOR,110VAC,4NO,TC | NO | 4 | 17558 | ZSPR | 2019-06-07 |  | 2399
2465 | Non Moving Item | EMD | M8523377108 | Non Moving Item | TERMINAL CONNECTOR,SUB-STN AUT SYS | NO | 6 | 17510.2 | ZSPR | 2018-06-20 |  | 2751
2466 | Non Moving Item | EMD | M8523377117 | Non Moving Item | TERMINAL CONNECTOR,SUB-STN AUT SYS | NO | 6 | 17510.2 | ZSPR | 2018-06-20 |  | 2751
2474 | Non Moving Item | EMD | M8523377205 | Non Moving Item | CORONA BELL,SUB-STN AUT SYS | NO | 6 | 17510.2 | ZSPR | 2018-06-20 |  | 2751
2497 | Non Moving Item | EMD | M8523378615 | Non Moving Item | TERMINAL CONNECTOR,CIRCUIT BREAKER | NO | 6 | 17510.2 | ZSPR | 2018-06-20 |  | 2751
2499 | Non Moving Item | EMD | M8523378633 | Non Moving Item | TERMINAL CONNECTOR,SUB-STN AUT SYS | NO | 6 | 17510.2 | ZSPR | 2018-06-20 |  | 2751
2581 | Non Moving Item | EMD | M8525375418 | Non Moving Item | RELAY,THERMAL OVERLOAD,22-30A,MC305ANA3N | NO | 10 | 17380.28 | ZSPR | 2019-03-19 |  | 2479
2060 | Non Moving Item | EMD | M6602190109 | Non Moving Item | LOAD/UNLOAD COIL,SW4099-13,DAIKIN | NO | 4 | 17354.98 | ZSPR | 2020-07-16 |  | 1994
2981 | Non Moving Item | EMD | M8725217046 | Non Moving Item | XFMR,POT,3.3KV/110V,CL-0.5 | NO | 3 | 17285.55 | ZSPR | 2019-06-18 |  | 2388
2982 | Non Moving Item | EMD | M8725217222 | Non Moving Item | XFMR,POT,3300/110V,100VA,CL-0.5 | NO | 3 | 17284.45 | ZSPR | 2018-09-25 |  | 2654
2729 | Non Moving Item | EMD | M8567525118 | Non Moving Item | SWITCH,CONTROL,ODC/06/N/90/SP/P/25 | NO | 6 | 17030 | ZSPR | 2019-04-06 |  | 2461
2877 | Non Moving Item | EMD | M8592470742 | Non Moving Item | ROTARY BEARING,AREVA,ISOLATOR | NO | 3 | 16965 | ZSPR | 2018-05-30 |  | 2772
2355 | Non Moving Item | EMD | M8176103789 | Non Moving Item | INSULATOR,DISC,11KV,W/BALL PIN | NO | 30 | 16715.1 | ZOTH | 2015-12-03 |  | 3681 | critical spare
3035 | Non Moving Item | EMD | M8752752303 | Non Moving Item | LV NEUTRAL BUSHING,KEC,XFMR | NO | 1 | 16676.72 | ZSPR | 2018-12-22 |  | 2566
3009 | Non Moving Item | EMD | M8752020708 | Non Moving Item | BUCHHOLZ RELAY,ABB,XFMR | NO | 1 | 16520 | ZSPR | 2018-05-24 |  | 2778
3102 | Non Moving Item | EMD | M8752855212 | Non Moving Item | OCTC CONTACTS SET,TOSHIBA,XFMR | NO | 1 | 16504.62 | ZSPR | 2017-03-27 |  | 3201
2986 | Non Moving Item | EMD | M8726284308 | Non Moving Item | XFMR,CURR,CORE BALANCE,50/1A,11KV | NO | 3 | 16344.37 | ZSPR | 2019-01-25 |  | 2532
2946 | Non Moving Item | EMD | M8720714959 | Non Moving Item | XFMR,CURR,200/1A,11KV,CL-PS,RESIN CAST | NO | 3 | 16344.28 | ZSPR | 2018-09-22 |  | 2657
2947 | Non Moving Item | EMD | M8720764103 | Non Moving Item | XFMR,CURR,250/1A,11KV,5VA,CL-5P20 | NO | 3 | 16344.28 | ZSPR | 2018-09-22 |  | 2657
2953 | Non Moving Item | EMD | M8721234803 | Non Moving Item | XFMR,CURR,1000/1A,11KV,CL-PS | NO | 3 | 16344.28 | ZSPR | 2018-09-22 |  | 2657
2954 | Non Moving Item | EMD | M8721234955 | Non Moving Item | XFMR,CURR,1000/1A,11KV,5VA,CL-5P20 | NO | 3 | 16344.28 | ZSPR | 2018-09-22 |  | 2657
2955 | Non Moving Item | EMD | M8721234973 | Non Moving Item | XFMR,CURR,1000/1A,11KV,CL-PS | NO | 3 | 16344.28 | ZSPR | 2018-09-25 |  | 2654
2964 | Non Moving Item | EMD | M8721624954 | Non Moving Item | XFMR,CURR,2500/1A,11KV,5VA,CL-5P20 | NO | 3 | 16344.28 | ZSPR | 2018-09-22 |  | 2657
2967 | Non Moving Item | EMD | M8721734622 | Non Moving Item | XFMR,CURR,2500/1-1A,11KV,5VA,CL-0.2 | NO | 3 | 16344.28 | ZSPR | 2018-09-22 |  | 2657
2987 | Non Moving Item | EMD | M8727119302 | Non Moving Item | XFMR,CURR,1600/1/1A,11KV,MULTICORE,CL-PS | NO | 3 | 16344.28 | ZSPR | 2018-09-25 |  | 2654
2970 | Non Moving Item | EMD | M8721761958 | Non Moving Item | XFMR,CURR,RESIN CAST,3000/1A,5VA,CL-5P20 | NO | 3 | 16344.27 | ZSPR | 2018-09-25 | 2019-10-08 | 2276
2943 | Non Moving Item | EMD | M8720509100 | Non Moving Item | XFMR,CURR,200/1A,6.6KV,5VA,CL-5P20 | NO | 3 | 16343.37 | ZSPR | 2019-06-18 |  | 2388
2949 | Non Moving Item | EMD | M8720974018 | Non Moving Item | XFMR,CURR,500/1A,11KV,5VA,CL-5P20 | NO | 3 | 16343.37 | ZSPR | 2019-06-18 |  | 2388
2951 | Non Moving Item | EMD | M8721144975 | Non Moving Item | XFMR,CURR,RESIN CAST,750/1A,11KV,1C | NO | 3 | 16343.37 | ZSPR | 2019-06-18 |  | 2388
2962 | Non Moving Item | EMD | M8721554954 | Non Moving Item | XFMR,CURR,2000/1A,11KV,5VA,CL-5P20 | NO | 3 | 16343.37 | ZSPR | 2019-06-18 |  | 2388
2968 | Non Moving Item | EMD | M8721734978 | Non Moving Item | XFMR,CURR,2500/1/1A,11KV,CL-PS | NO | 3 | 16343.37 | ZSPR | 2019-06-18 |  | 2388
2988 | Non Moving Item | EMD | M8727334010 | Non Moving Item | XFMR,CURR,300/1-1A,33KV,5VA,MULTICORE | NO | 3 | 16343.37 | ZSPR | 2019-06-18 |  | 2388
2445 | Non Moving Item | EMD | M8523170848 | Non Moving Item | POST INSULATOR,58040001,SIEMENS | NO | 4 | 16011.12 | ZSPR | 2018-08-06 |  | 2704
2509 | Non Moving Item | EMD | M8523379724 | Non Moving Item | TEE CONNECTOR,SUB-STN AUT SYS | NO | 6 | 15836.74 | ZSPR | 2019-03-15 |  | 2483
2656 | Non Moving Item | EMD | M8546505890 | Non Moving Item | FUSE LINK,HRC,415/500/600VAC,315A | NO | 86 | 15802.5 | ZSPR | 2019-03-19 |  | 2479
2939 | Non Moving Item | EMD | M8715054007 | Non Moving Item | XFMR,CURR,4000/1A,415/600V,7.5VA,CL-PS | NO | 3 | 15470 | ZSPR | 2018-06-18 |  | 2753
3076 | Non Moving Item | EMD | M8752822303 | Non Moving Item | LV NEUTRAL BUSHING,TRIL,XFMR | NO | 1 | 15459.18 | ZSPR | 2019-02-01 |  | 2525
2634 | Non Moving Item | EMD | M8544500604 | Non Moving Item | FUSE LINK,HRC,500A,TTM-500,EE | NO | 52 | 15433 | ZSPR | 2019-05-16 |  | 2421
2523 | Non Moving Item | EMD | M8523439381 | Non Moving Item | TERMINAL CONNECTOR,PV-2232 REV 02,PEEVEE | NO | 6 | 15418.37 | ZSPR | 2018-07-17 |  | 2724
2422 | Non Moving Item | EMD | M8510220815 | Non Moving Item | CONTACTOR,POWER,110VAC,16A,3P,1NO+1NC | NO | 11 | 15346.45 | ZSPR | 2019-03-19 |  | 2479
1911 | Non Moving Item | EMD | M8172502320 | Non Moving Item | CABLE LUG,TUBE TERMINAL,CU,M16,120MM2 | NO | 250 | 15287 | ZOTH | 2020-06-25 | 2020-07-27 | 1983 | material withdrawn
2875 | Non Moving Item | EMD | M8592470724 | Non Moving Item | RELAY+CONTACTOR,AREVA,SWITCH GEAR | NO | 1 | 15270 | ZSPR | 2018-05-30 |  | 2772
2059 | Non Moving Item | EMD | M6602190108 | Non Moving Item | LOAD/UNLOAD VALVE,SW4099-10,DAIKIN | NO | 4 | 15268.98 | ZSPR | 2020-07-16 |  | 1994
2888 | Non Moving Item | EMD | M8596511111 | Non Moving Item | FLEX CONN (CU) TPN,CSC,2500A | NO | 1 | 15210 | ZSPR | 2019-11-14 |  | 2239
3202 | Non Moving Item | EMD | M9290300784 | Non Moving Item | LEVEL INDICATING FLOAT FOR SPG-60-ER CEL | NO | 2 | 15210 | ZOTS | 2017-10-12 |  | 3002
3095 | Non Moving Item | EMD | M8752855204 | Non Moving Item | LV NEUTRAL BUSHING,TOSHIBA,XFMR | NO | 1 | 15201.06 | ZSPR | 2017-03-27 |  | 3201
3107 | Non Moving Item | EMD | M8752855404 | Non Moving Item | LV NEUTRAL BUSHING,TOSHIBA,XFMR | NO | 1 | 15201.06 | ZSPR | 2017-03-27 |  | 3201
18 | Surplus Material | EMD | M8167155155 | Surplus Material | JNT/TER KIT,INDOOR END,33KV,1C,150MM2 | NO | 2 | 15195 | ZSPR | 2015-12-03 | 2015-07-20 | 3817 | Old Declared Surplus Material
3024 | Non Moving Item | EMD | M8752752203 | Non Moving Item | LV NEUTRAL BUSHING,KEC,XFMR | NO | 1 | 15073.24 | ZSPR | 2019-02-01 |  | 2525
1990 | Non Moving Item | EMD | M8589346261 | Non Moving Item | CONTACT SET W/SOB,BHEL,CB,11KV | SET | 2 | 15066.22 | ZSPR | 2020-03-13 | 2020-09-04 | 1944 | critical spare
2079 | Non Moving Item | EMD | M1917222827 | Non Moving Item | BEARING NO: 22228 CC/C3/W33 STEEL CAGE | NO | 2 | 15064.66 | ZSPR | 2019-06-07 |  | 2399
3150 | Non Moving Item | EMD | M9002400065 | Non Moving Item | RELAY,AUX,240VAC,10NO+4NC | NO | 1 | 15000 | ZSPR | 2018-06-09 |  | 2762
2515 | Non Moving Item | EMD | M8523409311 | Non Moving Item | PG CLAMP,PV-2233 REV 01,PEEVEE | NO | 6 | 15000 | ZSPR | 2018-07-17 |  | 2724
2543 | Non Moving Item | EMD | M8523439594 | Non Moving Item | TERMINAL CONNECTOR,PV-2231 REV 02,PEEVEE | NO | 6 | 15000 | ZSPR | 2018-06-09 |  | 2762
2638 | Non Moving Item | EMD | M8546022159 | Non Moving Item | FUSE LINK,HRC,2A,NS-2 | NO | 619 | 14965 | ZSPR | 2018-01-24 | 2019-05-25 | 2412
3093 | Non Moving Item | EMD | M8752855202 | Non Moving Item | HV NEUTRAL BUSHING,TOSHIBA,XFMR | NO | 1 | 14889.96 | ZSPR | 2017-03-27 |  | 3201
3105 | Non Moving Item | EMD | M8752855402 | Non Moving Item | HV NEUTRAL BUSHING,TOSHIBA,XFMR | NO | 1 | 14889.96 | ZSPR | 2017-03-27 |  | 3201
2737 | Non Moving Item | EMD | M8568106093 | Non Moving Item | CONTACTOR:COIL,LX1-D40F,110VAC,C&S | NO | 10 | 14887 | ZSPR | 2018-06-18 |  | 2753
2767 | Non Moving Item | EMD | M8570448541 | Non Moving Item | MAIN FIXED CONTACT,C&S,ACB,AH-16D | SET | 2 | 14865.24 | ZSPR | 2019-06-07 |  | 2399 | Critical item
2759 | Non Moving Item | EMD | M8570096047 | Non Moving Item | MAIN MOVING CONTACT FOR 3200 A. ACB | SET | 2 | 14632 | ZSPR | 2019-06-07 |  | 2399
2768 | Non Moving Item | EMD | M8570448596 | Non Moving Item | ACB:MOVING CONTACTS(MAIN),16D,C&S | SET | 2 | 14632 | ZSPR | 2019-06-07 |  | 2399 | Critical item
2769 | Non Moving Item | EMD | M8570449775 | Non Moving Item | FIXED CONTACT,ACB,3200A | SET | 2 | 14632 | ZSPR | 2019-06-07 |  | 2399 | Critical item
2736 | Non Moving Item | EMD | M8568106039 | Non Moving Item | CONTACTOR:MAIN CONTACT SET,115A,C&S | NO | 5 | 14632 | ZSPR | 2019-06-07 |  | 2399
2792 | Non Moving Item | EMD | M8571160352 | Non Moving Item | MAIN CONTACT SET,TELEMECH,SWITCH GEAR | NO | 5 | 14632 | ZSPR | 2019-06-07 |  | 2399
2793 | Non Moving Item | EMD | M8571230176 | Non Moving Item | MAIN CONTACT SET,LA5-FG431,C&S,CONTACTOR | NO | 5 | 14632 | ZSPR | 2019-06-07 |  | 2399
2467 | Non Moving Item | EMD | M8523377126 | Non Moving Item | TERMINAL CONNECTOR,SUB-STN AUT SYS | NO | 5 | 14591.83 | ZSPR | 2018-06-20 |  | 2751
2498 | Non Moving Item | EMD | M8523378624 | Non Moving Item | TERMINAL CONNECTOR,CIRCUIT BREAKER | NO | 5 | 14591.83 | ZSPR | 2018-06-20 |  | 2751
2579 | Non Moving Item | EMD | M8525255033 | Non Moving Item | RELAY,BIMETAL O/L,12.5-20A,3UA5200-2B | NO | 1 | 14561 | ZSPR | 2019-07-24 |  | 2352
2394 | Non Moving Item | EMD | M8272190227 | Non Moving Item | JUNCTION BOX:PVC:3WAY:19MM DIA. | NO | 2426 | 14556 | ZOTS | 2019-04-06 |  | 2461 | material withdrawn
2914 | Non Moving Item | EMD | M8611114261 | Non Moving Item | MOTOR,SQ CAGE IND,415VAC,3PH,71,4P,V1 | NO | 1 | 14455 | ZSPR | 2018-05-15 |  | 2787
3177 | Non Moving Item | EMD | M9253116559 | Non Moving Item | PCB-PLA RELAY,ARE02002000,AMARA RAJA | NO | 5 | 14415.95 | ZSPR | 2018-12-31 |  | 2557
3120 | Non Moving Item | EMD | M8752855506 | Non Moving Item | PRESS RELIEF DEVICE,TOSHIBA,XFMR | NO | 1 | 14392.2 | ZSPR | 2017-03-27 |  | 3201
3132 | Non Moving Item | EMD | M8752856007 | Non Moving Item | PRESS RELIEF DEVICE,TOSHIBA,XFMR | NO | 1 | 14392.2 | ZSPR | 2017-03-27 |  | 3201
2353 | Non Moving Item | EMD | M8173728305 | Non Moving Item | CABLE LUG,TUBE TERMINAL,AL,400MM2 | NO | 200 | 14160 | ZOTH | 2018-04-25 |  | 2807 | material withdrawn
2064 | Non Moving Item | EMD | M6602190119 | Non Moving Item | BATTERY,SE8211154,DAIKIN | NO | 2 | 14138.98 | ZSPR | 2020-07-16 |  | 1994
2269 | Non Moving Item | EMD | M6325010284 | Non Moving Item | CAGE DOOR ROLLER | NO | 12 | 14062 | ZSPR | 2019-05-16 |  | 2421
3213 | Non Moving Item | EMD | M6330050037 | Non Moving Item | BRAKE LINER,FEB ASSY,HOIST,9/700 | NO | 1 | 14000 | ZOTH | 2017-03-27 |  | 3201
2878 | Non Moving Item | EMD | M8592472173 | Non Moving Item | CORONA BELLS FOR 3" IPS OF 132KV SWYD | NO | 5 | 13755.11 | ZSPR | 2019-07-12 |  | 2364
3037 | Non Moving Item | EMD | M8752752305 | Non Moving Item | WTI+CONTACT,KEC,XFMR,12.5MVA,11/3.45KV | NO | 1 | 13541.43 | ZSPR | 2018-12-22 |  | 2566
1972 | Non Moving Item | EMD | M8561425265 | Non Moving Item | MCB 2P,16A,440VDC 5SL52167RC SIEMENS | NO | 31 | 13439.41 | ZSPR | 2018-01-24 | 2020-04-30 | 2071 | material withdrawn
2073 | Non Moving Item | EMD | M1878170640 | Non Moving Item | VALVE,BTFL,FLG,MS,IS210-FG260,PN10,80MM | NO | 2 | 13236 | ZSPR | 2017-06-30 |  | 3106
2752 | Non Moving Item | EMD | M8569308643 | Non Moving Item | PRIMARY DISCONNECT,C&S,CIRCUIT BREAKER | NO | 2 | 13169 | ZSPR | 2019-06-07 |  | 2399
2771 | Non Moving Item | EMD | M8570454715 | Non Moving Item | PRIMARY DISCONNECT FOR 630A, MIC-8D,CNS | NO | 2 | 13169 | ZSPR | 2019-06-07 |  | 2399 | Material Withdrawn
2785 | Non Moving Item | EMD | M8570494711 | Non Moving Item | ISOLATING CONTACT,MIC-16D,C&S,ACB | NO | 2 | 13169 | ZSPR | 2019-06-07 |  | 2399
2786 | Non Moving Item | EMD | M8570496717 | Non Moving Item | ISOLATING CONTACT,MIC-30D,C&S,ACB | NO | 2 | 13169 | ZSPR | 2019-06-07 |  | 2399
2790 | Non Moving Item | EMD | M8571141092 | Non Moving Item | MAIN CONTACT KIT,BCH,CONTACTOR | NO | 20 | 13065 | ZSPR | 2019-04-06 |  | 2461
2818 | Non Moving Item | EMD | M8574203256 | Non Moving Item | CURRENT TRANSFORMER,C&S,ACB | NO | 10 | 13022 | ZSPR | 2019-04-06 |  | 2461
2249 | Non Moving Item | EMD | M4347036037 | Non Moving Item | BUSH,101921600030541068,BHEL | NO | 2 | 13015.66 | ZSPR | 2019-03-08 |  | 2490
2889 | Non Moving Item | EMD | M8596511120 | Non Moving Item | FLEX CONN (CU) TPN,CSC,1600A | NO | 1 | 13015 | ZSPR | 2019-11-14 |  | 2239
1927 | Non Moving Item | EMD | M8208427018 | Non Moving Item | LAMP,LED,INDICATING,2-PIN,220VDC,2W | NO | 46 | 12980 | ZOTS | 2018-09-22 | 2020-04-27 | 2074 | material withdrawn
2411 | Non Moving Item | EMD | M8345954909 | Non Moving Item | THYRISTOR,1600V,132A | NO | 3 | 12973.31 | ZSPR | 2018-12-31 |  | 2557 | critical spare
2076 | Non Moving Item | EMD | M1895020103 | Non Moving Item | GASKET,L7216S8090104002,ARMSTRONG | NO | 12 | 12921 | ZSPR | 2019-04-30 |  | 2437
2077 | Non Moving Item | EMD | M1895020104 | Non Moving Item | SH300 1''SW-IBR:STRAINER SCREEN-L7216S80 | NO | 12 | 12921 | ZSPR | 2019-04-30 |  | 2437
3057 | Non Moving Item | EMD | M8752821908 | Non Moving Item | GASKET SET,TRIL,3PH,0.63MVA,11/0.433KV | NO | 1 | 12883.58 | ZSPR | 2019-02-01 |  | 2525
2966 | Non Moving Item | EMD | M8721721208 | Non Moving Item | XFMR,CURR,2500/1A,0.415/0.66KV,7.5VA | NO | 3 | 12744 | ZSPR | 2018-06-18 |  | 2753
2344 | Non Moving Item | EMD | M8172722146 | Non Moving Item | CABLE LUG,TUBE TERMINAL,CU,21MM,400MM2 | NO | 40 | 12649.67 | ZOTH | 2018-04-25 |  | 2807 | material withdrawn
1959 | Non Moving Item | EMD | M8523377056 | Non Moving Item | TERMINAL CONNECTOR,SUB-STN AUT SYS | NO | 2 | 12619.31 | ZSPR | 2018-06-20 | 2020-09-19 | 1929
2653 | Non Moving Item | EMD | M8546343090 | Non Moving Item | FUSE LINK,HRC,415V,100A | NO | 3 | 12602.43 | ZSPR | 2018-12-31 |  | 2557 | Material Withdraw
2661 | Non Moving Item | EMD | M8547111616 | Non Moving Item | FUSE BASE,415/500/600VAC,6A,NS,GE | NO | 19 | 12600 | ZSPR | 2019-05-16 |  | 2421 | Material Withdraw
2503 | Non Moving Item | EMD | M8523379265 | Non Moving Item | TEE CONNECTOR,PV-TEE-220-26 REV 01 | NO | 5 | 12500 | ZSPR | 2019-03-15 |  | 2483
2511 | Non Moving Item | EMD | M8523379742 | Non Moving Item | TEE CONNECTOR,SUB-STN AUT SYS | NO | 5 | 12500 | ZSPR | 2018-06-09 |  | 2762
2728 | Non Moving Item | EMD | M8567525109 | Non Moving Item | SWITCH,CONTROL,ODC/04/N/90/SP/P/19 | NO | 6 | 12494 | ZSPR | 2019-04-06 |  | 2461
3159 | Non Moving Item | EMD | M9018201797 | Non Moving Item | RELAY,TIMER,220V,4NO,0.5-5S,VTT11,GE | NO | 1 | 12451 | ZSPR | 2018-01-24 |  | 2898
2961 | Non Moving Item | EMD | M8721551803 | Non Moving Item | XFMR,CURR,2000/1A,CL-PS | NO | 3 | 12355 | ZSPR | 2018-06-18 |  | 2753
2883 | Non Moving Item | EMD | M8593930319 | Non Moving Item | TERMINAL CONNECTOR,AREVA,SF6 CB,GL318 | NO | 3 | 12313.92 | ZSPR | 2019-07-17 |  | 2359
2419 | Non Moving Item | EMD | M8510025311 | Non Moving Item | CONTACTOR,POWER,110VAC,300A,3P,SIEMENS | NO | 2 | 12308 | ZSPR | 2019-07-23 |  | 2353
3026 | Non Moving Item | EMD | M8752752205 | Non Moving Item | WTI+CONTACT,KEC,3PH,7.5MVA,11/3.45KV | NO | 1 | 12237.98 | ZSPR | 2019-02-01 |  | 2525
3053 | Non Moving Item | EMD | M8752821904 | Non Moving Item | WTI+CONTACT,TRIL,XFMR | NO | 1 | 12237.98 | ZSPR | 2019-02-01 |  | 2525
3069 | Non Moving Item | EMD | M8752822204 | Non Moving Item | WINDING TEMP INDCATR,TRIL,XFMR | NO | 1 | 12237.98 | ZSPR | 2019-02-01 |  | 2525
3077 | Non Moving Item | EMD | M8752822304 | Non Moving Item | WINDING TEMP INDCATR,TRIL,XFMR | NO | 1 | 12237.98 | ZSPR | 2019-02-01 |  | 2525
3085 | Non Moving Item | EMD | M8752822404 | Non Moving Item | WTI+CONTACT,TRIL,XFMR | NO | 1 | 12237.98 | ZSPR | 2019-02-01 |  | 2525
2578 | Non Moving Item | EMD | M8525255024 | Non Moving Item | RELAY,THERMAL O/L,12.5-20A,3UA5500-2B | NO | 1 | 12217 | ZSPR | 2019-07-23 |  | 2353
3100 | Non Moving Item | EMD | M8752855210 | Non Moving Item | GASKET SET,TOSHIBA,XFMR | NO | 1 | 12216.54 | ZSPR | 2017-03-27 |  | 3201
3112 | Non Moving Item | EMD | M8752855410 | Non Moving Item | GASKET SET,TOSHIBA,XFMR | NO | 1 | 12216.54 | ZSPR | 2017-03-27 |  | 3201
2952 | Non Moving Item | EMD | M8721171113 | Non Moving Item | XFMR,CURR,800/1A,0.415/0.66KV,7.5VA | NO | 3 | 11965 | ZSPR | 2018-06-18 |  | 2753
1983 | Non Moving Item | EMD | M8589330796 | Non Moving Item | DASHPOT ASSY,35211001720-00,BHEL,VCB | NO | 5 | 11957.33 | ZSPR | 2020-03-13 |  | 2119 | critical spare
2858 | Non Moving Item | EMD | M8589325127 | Non Moving Item | JAW CONTACT ASSY,BHEL,CB,6.6KV | SET | 2 | 11894.87 | ZSPR | 2018-09-25 |  | 2654
2860 | Non Moving Item | EMD | M8589345392 | Non Moving Item | ISOLAT MOVG CONTACT,BHEL,VCB | NO | 2 | 11894.87 | ZSPR | 2018-09-25 |  | 2654
2862 | Non Moving Item | EMD | M8589345709 | Non Moving Item | MOVING CONTACT ASSY,BHEL,VCB | NO | 2 | 11894.87 | ZSPR | 2018-09-25 |  | 2654
2958 | Non Moving Item | EMD | M8721420204 | Non Moving Item | XFMR,CURR,1600/1A,7.5VA,CL-5P20 | NO | 3 | 11894 | ZSPR | 2018-06-18 |  | 2753
2811 | Non Moving Item | EMD | M8574201959 | Non Moving Item | ACB:CLOSING COIL,220VDC,C&S | NO | 12 | 11894 | ZSPR | 2018-06-18 |  | 2753
2610 | Non Moving Item | EMD | M8544180343 | Non Moving Item | FUSE LINK,HRC,80KA,415-600VAC,80A,BLADE | NO | 203 | 11880.37 | ZOTS | 2019-03-19 |  | 2479 | Material Partial Withdraw
3114 | Non Moving Item | EMD | M8752855412 | Non Moving Item | OCTC CONTACTS SET,TOSHIBA,XFMR | NO | 1 | 11841.18 | ZSPR | 2017-03-27 |  | 3201
3005 | Non Moving Item | EMD | M8752020309 | Non Moving Item | PRESS RELIEF DEVICE,ABB,XFMR | NO | 1 | 11800 | ZSPR | 2018-05-24 |  | 2778
3007 | Non Moving Item | EMD | M8752020706 | Non Moving Item | PRESS RELIEF DEVICE,ABB,XFMR | NO | 1 | 11800 | ZSPR | 2018-05-24 |  | 2778
2991 | Non Moving Item | EMD | M8731200210 | Non Moving Item | XFMR,RECTIFORMER,0-430V,0-133V,50VA | NO | 5 | 11413.91 | ZSPR | 2018-12-31 |  | 2557
2747 | Non Moving Item | EMD | M8568248959 | Non Moving Item | ADD ON BLOCK,C320KGTR31,BCH | NO | 57 | 11292.04 | ZSPR | 2019-04-06 |  | 2461
2570 | Non Moving Item | EMD | M8525094412 | Non Moving Item | RELAY,BIMETAL THERMAL O/L,2.4-3.8A,BCH | NO | 9 | 11290.45 | ZSPR | 2019-03-19 |  | 2479
2070 | Non Moving Item | EMD | M1816995333 | Non Moving Item | 80 NB SIZE CLAPPER ASSEMBLY COMPLETE (CO | NO | 1 | 11211 | ZSPR | 2017-06-30 |  | 3106
3145 | Non Moving Item | EMD | M9001460765 | Non Moving Item | RELAY,AUXILIARY,220VDC,FLUSH | NO | 1 | 11148 | ZSPR | 2019-04-06 |  | 2461
3038 | Non Moving Item | EMD | M8752752306 | Non Moving Item | OTI+CONTACT,KEC,3PH,12.5MVA,11/3.45KV | NO | 1 | 11117.81 | ZSPR | 2018-12-22 |  | 2566
3048 | Non Moving Item | EMD | M8752752406 | Non Moving Item | PRESS RELIEF DEVICE,KEC,XFMR | NO | 1 | 11117.81 | ZSPR | 2018-12-22 |  | 2566
3049 | Non Moving Item | EMD | M8752752408 | Non Moving Item | OTI+CONTACT,KEC,XFMR,3PH,16MVA,11/3.45KV | NO | 1 | 11117.81 | ZSPR | 2018-12-22 |  | 2566
2606 | Non Moving Item | EMD | M8544170344 | Non Moving Item | FUSE LINK,HRC,80KA,415V,100A | NO | 115 | 11062.93 | ZOTS | 2019-03-19 |  | 2479 | Material Withdraw
3163 | Non Moving Item | EMD | M9026530810 | Non Moving Item | RELAY,INSTANTANEOUS U/V,240VAC,110VDC | NO | 2 | 11045 | ZSPR | 2018-06-18 |  | 2753
2286 | Non Moving Item | EMD | M6330046009 | Non Moving Item | BRAKE LINER,HOIST,2TON | NO | 1 | 11000 | ZSPR | 2017-03-27 |  | 3201
2956 | Non Moving Item | EMD | M8721242417 | Non Moving Item | XFMR,CURR,1000/1/1A,3.3KV,15VA,CL-1 | NO | 1 | 10974 | ZSPR | 2018-12-14 |  | 2574
2080 | Non Moving Item | EMD | M1917231634 | Non Moving Item | SELF ALIGN SPHER RLR BRG DR:22316CCK/W34 | NO | 2 | 10974 | ZSPR | 2018-12-14 |  | 2574
2268 | Non Moving Item | EMD | M6324171231 | Non Moving Item | BATTERY CHARGER,3200 053,ALIKRAFT | NO | 1 | 10861 | ZSPR | 2017-12-07 |  | 2946
2525 | Non Moving Item | EMD | M8523439406 | Non Moving Item | TERMINAL CONNECTOR,PV-PI-220-15 REV 02 | NO | 4 | 10836.74 | ZSPR | 2018-07-17 |  | 2724
2022 | Non Moving Item | EMD | M6305086063 | Non Moving Item | BRAKE LINER,UNIVERSAL-O-FABRIK,CRANE | NO | 4 | 10824 | ZOTH | 2020-12-30 |  | 1827
2650 | Non Moving Item | EMD | M8546284773 | Non Moving Item | FUSE LINK,HRC,DCDB,50A | NO | 64 | 10722.56 | ZSPR | 2018-09-06 |  | 2673
2659 | Non Moving Item | EMD | M8546764798 | Non Moving Item | FUSE LINK,HRC,DCDB,800A | NO | 64 | 10721.92 | ZSPR | 2018-09-06 |  | 2673
2588 | Non Moving Item | EMD | M8525638014 | Non Moving Item | O/L RELAY 70-95A 3UA5830-5B SIEMENS | NO | 2 | 10623.94 | ZSPR | 2019-04-06 |  | 2461
2263 | Non Moving Item | EMD | M6324171221 | Non Moving Item | SWITCH ARM,3200-163,ALIKRAFT,AK-400 | NO | 3 | 10620 | ZSPR | 2017-12-07 |  | 2946
2285 | Non Moving Item | EMD | M6330016001 | Non Moving Item | BRAKE ASSY,EMCO,HOIST,14.448.08 | NO | 1 | 10550 | ZSPR | 2017-03-27 |  | 3201 | Critical item
3068 | Non Moving Item | EMD | M8752822203 | Non Moving Item | LV NEUTRAL BUSHING,TRIL,XFMR | NO | 1 | 10435.42 | ZSPR | 2019-02-01 |  | 2525
3190 | Non Moving Item | EMD | M9263400233 | Non Moving Item | BATTERY,RECH,NI-CD,111 AH,AMCO | NO | 2 | 10314.86 | ZSPR | 2019-12-03 |  | 2220
3047 | Non Moving Item | EMD | M8752752405 | Non Moving Item | MAGNETIC OIL GAUGE,KEC,XFMR | NO | 1 | 10262.74 | ZSPR | 2018-12-22 |  | 2566
2830 | Non Moving Item | EMD | M8581880163 | Non Moving Item | SET OF GASKET,HRCC982672031,ALSTOM,GL318 | NO | 6 | 10233.45 | ZSPR | 2018-01-24 |  | 2898 | Critical item
2293 | Non Moving Item | EMD | M7030256108 | Non Moving Item | OVER SPEED STOP,500289,KIRLOSKAR CUMMINS | NO | 1 | 10191.94 | ZSPR | 2017-06-30 |  | 3106 | Critical item
2741 | Non Moving Item | EMD | M8568180185 | Non Moving Item | COIL,LX1-D40,TELEMECANIQUE | NO | 7 | 10183 | ZSPR | 2018-06-18 |  | 2753 | Critical item
2572 | Non Moving Item | EMD | M8525110017 | Non Moving Item | O/L RELAY 4-6.3A 3UA5000-1G SIEMENS | NO | 10 | 10146 | ZSPR | 2019-04-06 |  | 2461
3027 | Non Moving Item | EMD | M8752752206 | Non Moving Item | OTI+CONTACT,KEC,3PH,7.5MVA,11/3.45KV | NO | 1 | 10047.49 | ZSPR | 2019-02-01 |  | 2525
3054 | Non Moving Item | EMD | M8752821905 | Non Moving Item | OTI+CONTACT,TRIL,XFMR | NO | 1 | 10047.49 | ZSPR | 2019-02-01 |  | 2525
3070 | Non Moving Item | EMD | M8752822205 | Non Moving Item | OIL TEMP INDICATOR,TRIL,XFMR | NO | 1 | 10047.49 | ZSPR | 2019-02-01 |  | 2525
3078 | Non Moving Item | EMD | M8752822305 | Non Moving Item | OIL TEMP INDICATOR,TRIL,XFMR | NO | 1 | 10047.49 | ZSPR | 2019-02-01 |  | 2525
3086 | Non Moving Item | EMD | M8752822405 | Non Moving Item | OTI+CONTACT,TRIL,XFMR | NO | 1 | 10047.49 | ZSPR | 2019-02-01 |  | 2525
1898 | Non Moving Item | EMD | M8166599820 | Non Moving Item | JNT/TER KIT,FIBER OPTIC,12C | NO | 10 | 10030 | ZOTH | 2018-03-14 | 2020-07-18 | 1992 | material withdrawn
2806 | Non Moving Item | EMD | M8574102593 | Non Moving Item | OPERATION COUNTER,L&T,ACB | NO | 1 | 10000 | ZSPR | 2018-04-13 |  | 2819 | Critical item
2505 | Non Moving Item | EMD | M8523379566 | Non Moving Item | TEE CONNECTOR,PV-2221 REV 02,PEEVEE | NO | 4 | 10000 | ZSPR | 2019-04-19 |  | 2448
2514 | Non Moving Item | EMD | M8523409302 | Non Moving Item | PG CLAMP,PV-2242 REV 01,PEEVEE | NO | 4 | 10000 | ZSPR | 2018-07-17 |  | 2724 | Critical item
2705 | Non Moving Item | EMD | M8561428264 | Non Moving Item | CIRCUIT BREAKER,MINIATURE,220VDC,20A,2P | NO | 21 | 10000 | ZSPR | 2018-01-24 |  | 2898 | Critical item
2702 | Non Moving Item | EMD | M8561419268 | Non Moving Item | CIRCUIT BREAKER,MINIATURE,220VDC,10A,2P | NO | 32 | 10000 | ZSPR | 2018-01-24 |  | 2898 | Critical item
2879 | Non Moving Item | EMD | M8592480398 | Non Moving Item | GEAR BOX ASSLY WITH DRIVE MOTOR | NO | 1 | 9912 | ZSPR | 2018-10-23 |  | 2626 | Critical item
2990 | Non Moving Item | EMD | M8730353051 | Non Moving Item | XFMR,CTRL,50HZ,RESIN CAST,1PH,415V,110V | NO | 3 | 9877 | ZSPR | 2019-11-25 |  | 2228
2772 | Non Moving Item | EMD | M8570455602 | Non Moving Item | CHARGING MOTOR,AMH-1,C&S,CIRCUIT BREAKER | NO | 3 | 9876.75 | ZSPR | 2019-06-07 | 2019-06-18 | 2388 | Material Withdrawn
2743 | Non Moving Item | EMD | M8568187575 | Non Moving Item | COIL,LX1-D25,TELEMECANIQUE | NO | 7 | 9688 | ZSPR | 2018-06-18 |  | 2753 | Critical item
2781 | Non Moving Item | EMD | M8570486082 | Non Moving Item | SHUNT TRIP SET,C&S,ACB | SET | 6 | 9633.16 | ZSPR | 2019-04-06 |  | 2461
2589 | Non Moving Item | EMD | M8525693411 | Non Moving Item | RELAY,THERMAL O/L,84.6-135A,BCH | NO | 3 | 9287.26 | ZSPR | 2019-04-08 |  | 2459
2004 | Non Moving Item | EMD | M8612394181 | Non Moving Item | MOTOR,SQL CAGE IND,415VAC,20.5A,3PH,S1 | NO | 1 | 9145 | ZSPR | 2020-06-24 |  | 2016 | critical spare
2426 | Non Moving Item | EMD | M8510224154 | Non Moving Item | CONTACTOR:COIL,LX1-FG F5,110VAC,TC | NO | 5 | 9145 | ZSPR | 2019-06-07 |  | 2399
2742 | Non Moving Item | EMD | M8568187405 | Non Moving Item | COIL,LX1-FF110,TELEMECANIQUE | NO | 5 | 9145 | ZSPR | 2019-06-07 |  | 2399
2787 | Non Moving Item | EMD | M8571130319 | Non Moving Item | 110VAC COIL TYPE LX1FH FOR 265AMP | NO | 5 | 9145 | ZSPR | 2019-06-07 |  | 2399
2789 | Non Moving Item | EMD | M8571130647 | Non Moving Item | CONTACTOR:COIL,LX1-D09F,110VAC,C&S | NO | 5 | 9145 | ZSPR | 2019-06-07 |  | 2399
2566 | Non Moving Item | EMD | M8525087050 | Non Moving Item | OLR,1.6-2.5A,3UA5000-1C,SIEMENS | SET | 1 | 9084 | ZSPR | 2019-08-08 |  | 2337
2420 | Non Moving Item | EMD | M8510220417 | Non Moving Item | CONTACTOR,POWER,110VAC,9A,3P,SIEMENS | NO | 4 | 9041.64 | ZSPR | 2019-07-24 |  | 2352
3061 | Non Moving Item | EMD | M8752822103 | Non Moving Item | LV NEUTRAL BUSHING,TRIL,XFMR | NO | 2 | 9018.8 | ZSPR | 2019-02-01 |  | 2525
2357 | Non Moving Item | EMD | M8176203050 | Non Moving Item | INSULATOR,PIN,11KV,EMS | NO | 59 | 8965.64 | ZOTH | 2015-12-03 | 2019-09-30 | 2284 | critical spare
3133 | Non Moving Item | EMD | M8752856008 | Non Moving Item | MAGNETIC OIL GAUGE,TOSHIBA,XFMR | NO | 1 | 8886.24 | ZSPR | 2017-03-27 |  | 3201 | Critical item
2855 | Non Moving Item | EMD | M8587013505 | Non Moving Item | CHARGING MOTOR,L&T,CB,4610500002 | NO | 1 | 8862 | ZSPR | 2018-06-18 |  | 2753 | Critical item
2933 | Non Moving Item | EMD | M8690269001 | Non Moving Item | TERMINAL BLOCK,MARATHON,MOTOR | NO | 1 | 8779 | ZSPR | 2019-05-21 |  | 2416 | Critical item
3142 | Non Moving Item | EMD | M8752940703 | Non Moving Item | LT NEUTRAL BUSHING,VOLTAMP,XFMR | NO | 1 | 8779 | ZSPR | 2018-12-14 |  | 2574
2765 | Non Moving Item | EMD | M8570448505 | Non Moving Item | AUXILIARY CONTACT,C&S,ACB | SET | 2 | 8779 | ZSPR | 2019-06-07 |  | 2399 | Critical item
2766 | Non Moving Item | EMD | M8570448514 | Non Moving Item | CONTACT SET,C&S,ACB,AH-16D | SET | 2 | 8779 | ZSPR | 2019-06-07 |  | 2399 | Critical item
2518 | Non Moving Item | EMD | M8523429294 | Non Moving Item | ANGULAR CLAMP,PV 2248 REV 02 PG 3+ | NO | 3 | 8755.11 | ZSPR | 2018-07-17 |  | 2724 | Critical item
2464 | Non Moving Item | EMD | M8523377092 | Non Moving Item | TERMINAL CONNECTOR,SUB-STN AUT SYS | NO | 3 | 8755.1 | ZSPR | 2018-06-20 |  | 2751 | Critical item
1912 | Non Moving Item | EMD | M8172505365 | Non Moving Item | CABLE LUG,TUBULAR IN-LINE,CU,120MM2 | NO | 300 | 8680 | ZOTH | 2020-06-25 | 2020-07-27 | 1983 | material withdrawn
2257 | Non Moving Item | EMD | M6317018945 | Non Moving Item | SEALING WASHER,7.07.23.0,ESCORT | NO | 8 | 8666 | ZSPR | 2019-03-08 |  | 2490
2749 | Non Moving Item | EMD | M8568801592 | Non Moving Item | SPACE HEATER,SWITCH GEAR | SET | 1 | 8612.7 | ZSPR | 2017-06-30 |  | 3106 | Critical item
2678 | Non Moving Item | EMD | M8549517292 | Non Moving Item | SWITCH,ON/OFF,250VAC/DC,40A,2P,BASE | NO | 1 | 8594 | ZSPR | 2019-02-21 |  | 2505
2679 | Non Moving Item | EMD | M8549990127 | Non Moving Item | SWITCH,3WAY,16A,1P,SWD/01 | NO | 1 | 8594 | ZSPR | 2019-02-21 |  | 2505
2681 | Non Moving Item | EMD | M8550248017 | Non Moving Item | SWITCH,DC,10-16A,2P | NO | 1 | 8594 | ZSPR | 2019-02-21 |  | 2505
3723 | Non Moving Item | EMD | M3266177034 | Non Moving Item | O-RING,412.07,LUVAK 250-400/1 | NO | 9 | 8563.5 | ZSPR | 2018-12-29 |  | 2559
1929 | Non Moving Item | EMD | M8209136210 | Non Moving Item | LAMP,LED,INDICATING,110VAC,1W,WHITE | NO | 10 | 8400 | ZOTS | 2019-03-19 | 2020-07-09 | 2001 | material withdrawn
2604 | Non Moving Item | EMD | M8544145670 | Non Moving Item | FUSE LINK,HRC,80KA,415VAC,50A | NO | 57 | 8274.96 | ZSPR | 2018-06-18 | 2019-05-28 | 2409 | material withdrawn
2023 | Non Moving Item | EMD | M6305276012 | Non Moving Item | EH THRUSTER BRAKE,300MM,18KGM | NO | 1 | 8209 | ZOTH | 2020-12-30 |  | 1827
2805 | Non Moving Item | EMD | M8571922048 | Non Moving Item | 2 WAY INSULATOR,0.4KV,BUS DUCT,L&T | NO | 5 | 8142 | ZSPR | 2018-06-18 |  | 2753
2904 | Non Moving Item | EMD | M8597161069 | Non Moving Item | SUPPORT INSULATOR,3200A | NO | 5 | 8142 | ZSPR | 2018-06-18 |  | 2753
3040 | Non Moving Item | EMD | M8752752308 | Non Moving Item | PRESS RELIEF DEVICE,KEC,XFMR | NO | 1 | 8125.03 | ZSPR | 2018-12-22 |  | 2566
2612 | Non Moving Item | EMD | M8544211678 | Non Moving Item | FUSE LINK,HRC,75A,GSB,GE | NO | 48 | 8041.92 | ZSPR | 2018-09-06 |  | 2673
2646 | Non Moving Item | EMD | M8546184776 | Non Moving Item | FUSE LINK,HRC,DCDB,25A | NO | 48 | 8041.44 | ZSPR | 2018-09-06 |  | 2673
2567 | Non Moving Item | EMD | M8525092027 | Non Moving Item | RELAY,THERMAL O/L,2.5-4A,3UA | NO | 1 | 8016 | ZSPR | 2019-08-08 |  | 2337
2686 | Non Moving Item | EMD | M8554123453 | Non Moving Item | SWITCH,RTRY,ON/OFF,250VAC,20A,RECOM | NO | 10 | 7949.84 | ZSPR | 2019-07-23 |  | 2353
2530 | Non Moving Item | EMD | M8523439451 | Non Moving Item | TERMINAL CONNECTOR,PV-2212 RE,PEEVEE | NO | 3 | 7918.37 | ZSPR | 2019-04-19 |  | 2448
2438 | Non Moving Item | EMD | M8520646182 | Non Moving Item | CONTACTOR,AUXILIARY,ADAPTER PLATE | NO | 8 | 7902.62 | ZSPR | 2019-04-05 |  | 2462
3098 | Non Moving Item | EMD | M8752855208 | Non Moving Item | MAGNETIC OIL GAUGE,TOSHIBA,XFMR | NO | 1 | 7896.84 | ZSPR | 2017-03-27 |  | 3201
3110 | Non Moving Item | EMD | M8752855408 | Non Moving Item | MAGNETIC OIL GAUGE,TOSHIBA,XFMR | NO | 1 | 7896.84 | ZSPR | 2017-03-27 |  | 3201
1913 | Non Moving Item | EMD | M8172541350 | Non Moving Item | CABLE LUG,TUBE TERMINAL,CU,12MM,150MM2 | NO | 150 | 7853.46 | ZOTH | 2020-03-16 | 2020-07-27 | 1983 | material withdrawn
2602 | Non Moving Item | EMD | M8544140550 | Non Moving Item | FUSE LINK,HRC,415VAC,50A,VSA50,SIZE000 | NO | 75 | 7775.58 | ZSPR | 2019-03-19 |  | 2479
2577 | Non Moving Item | EMD | M8525227917 | Non Moving Item | THERMAL O/L RELAY,10-13A,C&S | NO | 5 | 7746.5 | ZSPR | 2019-06-07 |  | 2399 | Material Withdraw
3064 | Non Moving Item | EMD | M8752822108 | Non Moving Item | BUCHHOLZ RELAY,TRIL,XFMR | NO | 2 | 7731.5 | ZSPR | 2019-02-01 |  | 2525
1960 | Non Moving Item | EMD | M8525300076 | Non Moving Item | RELAY,O/L,14-23A,MN2,L&T | NO | 2 | 7682 | ZSPR | 2020-09-24 |  | 1924 | material withdrawn
2421 | Non Moving Item | EMD | M8510220611 | Non Moving Item | CONTACTOR,POWER,110VAC,12A,3P,2NO+2NC | NO | 3 | 7551.52 | ZSPR | 2019-07-24 |  | 2352
2512 | Non Moving Item | EMD | M8523379751 | Non Moving Item | TERMINAL CONNECTOR,SUB-STN AUT SYS | NO | 3 | 7500 | ZSPR | 2019-04-19 |  | 2448
2531 | Non Moving Item | EMD | M8523439460 | Non Moving Item | TERMINAL CONNECTOR,PV-2227 REV 02,PEEVEE | NO | 3 | 7500 | ZSPR | 2018-06-09 |  | 2762
2532 | Non Moving Item | EMD | M8523439479 | Non Moving Item | TERMINAL CONNECTOR,PV-2229 REV 01,PEEVEE | NO | 3 | 7500 | ZSPR | 2018-06-09 |  | 2762
2535 | Non Moving Item | EMD | M8523439503 | Non Moving Item | TERMINAL CONNECTOR,PV-2204 REV 02,PEEVEE | NO | 3 | 7500 | ZSPR | 2018-06-09 |  | 2762
2536 | Non Moving Item | EMD | M8523439512 | Non Moving Item | TERMINAL CONNECTOR,PV-2234 REV 02,PEEVEE | NO | 3 | 7500 | ZSPR | 2018-06-09 |  | 2762
2541 | Non Moving Item | EMD | M8523439576 | Non Moving Item | TERMINAL CONNECTOR,PV-2222 REV 02,PEEVEE | NO | 3 | 7500 | ZSPR | 2018-07-17 |  | 2724
2088 | Non Moving Item | EMD | M1980157800 | Non Moving Item | BEARING HOUSING,FYJ518 | NO | 1 | 7434 | ZSPR | 2018-09-18 |  | 2661 | Critical item
2569 | Non Moving Item | EMD | M8525092212 | Non Moving Item | RELAY,BIMETAL THERMAL O/L,2.5-4A,L&T | NO | 13 | 7404.57 | ZSPR | 2019-04-06 |  | 2461
3028 | Non Moving Item | EMD | M8752752207 | Non Moving Item | PRESS RELIEF DEVICE,KEC,XFMR | NO | 1 | 7343.55 | ZSPR | 2019-02-01 |  | 2525
3079 | Non Moving Item | EMD | M8752822306 | Non Moving Item | PRESS RELIEF DEVICE,TRIL,XFMR | NO | 1 | 7343.55 | ZSPR | 2019-02-01 |  | 2525
3087 | Non Moving Item | EMD | M8752822406 | Non Moving Item | PRESS RELIEF DEVICE,TRIL,XFMR | NO | 1 | 7343.55 | ZSPR | 2019-02-01 |  | 2525
2011 | Non Moving Item | EMD | M8721231202 | Non Moving Item | XFMR,CURR,1000/1A,0.415/0.66KV,7.5VA | NO | 2 | 7316 | ZSPR | 2018-06-18 | 2020-09-16 | 1932 | critical spare
2744 | Non Moving Item | EMD | M8568248922 | Non Moving Item | ADD ON BLOCK,C320KGTR40,BCH | NO | 35 | 7294.22 | ZSPR | 2019-04-08 |  | 2459
2965 | Non Moving Item | EMD | M8721659938 | Non Moving Item | XFMR,CURR,2500/5A,15VA,CL-5P10 | NO | 6 | 7147 | ZSPR | 2019-04-06 |  | 2461
2746 | Non Moving Item | EMD | M8568248940 | Non Moving Item | ADD ON BLOCK,C320KGTC22,BCH,RELAY | NO | 34 | 7085.81 | ZSPR | 2019-04-06 |  | 2461
2657 | Non Moving Item | EMD | M8546585698 | Non Moving Item | FUSE LINK,HRC,415/500/600VAC,400A | NO | 30 | 7035.9 | ZSPR | 2019-04-06 |  | 2461
3097 | Non Moving Item | EMD | M8752855207 | Non Moving Item | PRESS RELIEF DEVICE,TOSHIBA,XFMR | NO | 1 | 7008.42 | ZSPR | 2017-03-27 |  | 3201
3109 | Non Moving Item | EMD | M8752855407 | Non Moving Item | PRESS RELIEF DEVICE,TOSHIBA,XFMR | NO | 1 | 7008.42 | ZSPR | 2017-03-27 |  | 3201
2795 | Non Moving Item | EMD | M8571533006 | Non Moving Item | POWER CONTACT,C&S,SWITCH DISCONNECTOR | NO | 5 | 7000 | ZSPR | 2019-03-19 |  | 2479
2796 | Non Moving Item | EMD | M8571533015 | Non Moving Item | POWER CONTACT,C&S,SWITCH DISCONNECTOR | NO | 5 | 7000 | ZSPR | 2019-03-19 |  | 2479
3059 | Non Moving Item | EMD | M8752822101 | Non Moving Item | HV BUSHING,TRIL,1000KVA,11/0.433KV | NO | 6 | 6957.42 | ZSPR | 2019-02-01 |  | 2525
3063 | Non Moving Item | EMD | M8752822107 | Non Moving Item | MAGNETIC OIL GAUGE,TRIL,XFMR | NO | 2 | 6955.62 | ZSPR | 2019-02-01 |  | 2525
2776 | Non Moving Item | EMD | M8570483144 | Non Moving Item | ACB:CLOSING SPRING,C&S | NO | 9 | 6928 | ZSPR | 2019-06-07 |  | 2399
2613 | Non Moving Item | EMD | M8544221066 | Non Moving Item | FUSE LINK,HRC,415VAC,20A | NO | 105 | 6919.75 | ZSPR | 2019-03-19 |  | 2479 | material withdrawn
2427 | Non Moving Item | EMD | M8510230416 | Non Moving Item | CONTACTOR,9A,COIL:230VAC,SIEMENS | NO | 2 | 6878 | ZSPR | 2019-07-24 |  | 2352
2015 | Non Moving Item | EMD | M9002210954 | Non Moving Item | RELAY,AUXILIARY,12/24VDC,3CO,OEN | NO | 5 | 6824.64 | ZSPR | 2020-04-22 |  | 2079 | critical spare
3149 | Non Moving Item | EMD | M9002382011 | Non Moving Item | RELAY,AUXILIARY,48VDC,4CO,OEN | NO | 45 | 6644.41 | ZSPR | 2018-07-31 |  | 2710
2596 | Non Moving Item | EMD | M8544044023 | Non Moving Item | FUSE LINK,HRC,LT,4A,NSD-4,BUSSMANN | NO | 10 | 6632 | ZSPR | 2019-05-16 |  | 2421
2072 | Non Moving Item | EMD | M1878170236 | Non Moving Item | VALVE,BTFL,FLG,CI,FG200,PN1.6,65MM,MAN | NO | 1 | 6618 | ZSPR | 2017-06-30 |  | 3106
2313 | Non Moving Item | EMD | M8110122278 | Non Moving Item | CABLE,PWR,FLEX,2.5MM2,2C,STRANDED,AL | M | 893 | 6550.03 | ZOTH | 2019-04-08 |  | 2459 | material withdrawn
2683 | Non Moving Item | EMD | M8552020992 | Non Moving Item | SWITCH,LMT,SPRING,LSRS | NO | 10 | 6540 | ZSPR | 2019-03-19 |  | 2479
2677 | Non Moving Item | EMD | M8549330019 | Non Moving Item | SWITCH,MOTOR CONTROL,415VAC,25A,SIEMENS | NO | 25 | 6517.74 | ZSPR | 2019-04-06 |  | 2461
2590 | Non Moving Item | EMD | M8525737416 | Non Moving Item | RELAY,THERMAL O/L,131.6-210A,BCH | NO | 1 | 6463.2 | ZSPR | 2019-04-08 |  | 2459
2851 | Non Moving Item | EMD | M8586326529 | Non Moving Item | MOLECULAR FILTER,CB,GL318,800KV | NO | 5 | 6446.76 | ZSPR | 2018-01-24 |  | 2898
2881 | Non Moving Item | EMD | M8593730157 | Non Moving Item | CONNECTOR FOR 765KV C.V.T QUAD BULL CON | NO | 1 | 6400 | ZSPR | 2019-07-17 |  | 2359
2616 | Non Moving Item | EMD | M8544225679 | Non Moving Item | FUSE LINK,HRC,20A,CDFL00,C&S | NO | 66 | 6257.72 | ZSPR | 2019-06-07 |  | 2399 | Material Withdraw
3099 | Non Moving Item | EMD | M8752855209 | Non Moving Item | BUCHHOLZ RELAY,TOSHIBA,XFMR | NO | 1 | 6256.68 | ZSPR | 2017-03-27 |  | 3201
3111 | Non Moving Item | EMD | M8752855409 | Non Moving Item | BUCHHOLZ RELAY,TOSHIBA,XFMR | NO | 1 | 6256.68 | ZSPR | 2017-03-27 |  | 3201
3121 | Non Moving Item | EMD | M8752855508 | Non Moving Item | BUCHHOLZ RELAY,TOSHIBA,XFMR | NO | 1 | 6256.68 | ZSPR | 2017-03-27 |  | 3201
3134 | Non Moving Item | EMD | M8752856009 | Non Moving Item | BUCHHOLZ RELAY,TOSHIBA,XFMR | NO | 1 | 6256.68 | ZSPR | 2017-03-27 |  | 3201
2346 | Non Moving Item | EMD | M8172755461 | Non Moving Item | CABLE LUG,TUBULAR IN-LINE,CU,500MM2 | NO | 30 | 6212.84 | ZOTH | 2018-04-25 |  | 2807 | material withdrawn
2417 | Non Moving Item | EMD | M8510020617 | Non Moving Item | CONTACTOR,POWER,110VAC,12A,3P,SIEMENS | NO | 1 | 6194 | ZSPR | 2019-08-06 |  | 2339
2754 | Non Moving Item | EMD | M8569316734 | Non Moving Item | ARC CHUTE,ARCCHT-16D,C&S,ACB | SET | 2 | 6157 | ZSPR | 2019-06-07 |  | 2399 | Critical item
2062 | Non Moving Item | EMD | M6602190112 | Non Moving Item | SOLENOID COIL,SZ4203392,DAIKIN | NO | 2 | 6126.99 | ZSPR | 2020-07-16 |  | 1994
3162 | Non Moving Item | EMD | M9026525694 | Non Moving Item | RELAY,OVER VOLTAGE,125VDC,VAG11YF8024F | NO | 2 | 5971 | ZSPR | 2018-06-18 |  | 2753 | Critical item
3164 | Non Moving Item | EMD | M9026725740 | Non Moving Item | RELAY,INSTANTANEOUS U/V,VAG11YF8021H | NO | 2 | 5971 | ZSPR | 2018-06-18 |  | 2753 | Critical item
2573 | Non Moving Item | EMD | M8525117212 | Non Moving Item | RELAY,THERMAL O/L,4-6.5A,MK-1,L&T | NO | 10 | 5947.88 | ZSPR | 2019-03-19 |  | 2479
2030 | Non Moving Item | EMD | M6325406055 | Non Moving Item | GRND FLR PUSH BUTTON,RM03522,TECHNO | NO | 9 | 5842.03 | ZSPR | 2020-10-15 | 2020-07-21 | 1989
2032 | Non Moving Item | EMD | M6325406057 | Non Moving Item | PUSH BUTTON-2ND FLR,RM03524,TECHNO | NO | 9 | 5842.03 | ZSPR | 2020-10-15 | 2020-07-21 | 1989
2033 | Non Moving Item | EMD | M6325406058 | Non Moving Item | PUSH BUTTON-3RD FLR,RM03525,TECHNO | NO | 9 | 5842.03 | ZSPR | 2020-10-15 | 2020-07-21 | 1989
2034 | Non Moving Item | EMD | M6325406059 | Non Moving Item | PUSH BUTTON-4TH FLR,RM03526,TECHNO | NO | 9 | 5842.03 | ZSPR | 2020-10-15 | 2020-07-21 | 1989
2035 | Non Moving Item | EMD | M6325406060 | Non Moving Item | PUSH BUTTON-5TH FLR,RM03527,TECHNO | NO | 9 | 5842.03 | ZSPR | 2020-10-15 | 2020-07-21 | 1989
2036 | Non Moving Item | EMD | M6325406061 | Non Moving Item | PUSH BUTTON,RM03536,TECHNO | NO | 9 | 5842.03 | ZSPR | 2020-10-15 | 2020-07-21 | 1989
2037 | Non Moving Item | EMD | M6325406062 | Non Moving Item | PUSH BUTTON,RM03537,TECHNO | NO | 9 | 5842.03 | ZSPR | 2020-10-15 | 2020-07-21 | 1989
2485 | Non Moving Item | EMD | M8523378378 | Non Moving Item | TERMINAL CONNECTOR,SUB-STN AUT SYS | NO | 2 | 5836.74 | ZSPR | 2018-06-20 |  | 2751 | Critical item
2517 | Non Moving Item | EMD | M8523429285 | Non Moving Item | INVERTED V CONNECTOR,PV 2248 REV 02 PG2+ | NO | 2 | 5836.74 | ZSPR | 2018-07-17 |  | 2724
2526 | Non Moving Item | EMD | M8523439415 | Non Moving Item | TERMINAL CONNECTOR,PV-2212A REV 02 | NO | 2 | 5836.74 | ZSPR | 2019-04-19 |  | 2448
2457 | Non Moving Item | EMD | M8523377010 | Non Moving Item | TERMINAL CONNECTOR,SUB-STN AUT SYS | NO | 2 | 5836.73 | ZSPR | 2018-06-20 |  | 2751 | Critical item
2471 | Non Moving Item | EMD | M8523377162 | Non Moving Item | TEE CONNECTOR,SUB-STN AUT SYS | NO | 2 | 5836.73 | ZSPR | 2018-06-20 |  | 2751
2473 | Non Moving Item | EMD | M8523377199 | Non Moving Item | PG CLAMP,SUB-STN AUT SYS | NO | 2 | 5836.73 | ZSPR | 2018-06-20 |  | 2751 | Critical item
3021 | Non Moving Item | EMD | M8752751206 | Non Moving Item | RTD,KEC,XFMR,3PH,2.5MVA,11/0.433KV | NO | 1 | 5701.4 | ZSPR | 2018-12-22 |  | 2566
3036 | Non Moving Item | EMD | M8752752304 | Non Moving Item | BUCHHOLZ RELAY,KEC,XFMR | NO | 1 | 5701.4 | ZSPR | 2018-12-22 |  | 2566
3046 | Non Moving Item | EMD | M8752752404 | Non Moving Item | BUCHHOLZ RELAY,KEC,XFMR | NO | 1 | 5701.4 | ZSPR | 2018-12-22 |  | 2566
1925 | Non Moving Item | EMD | M8173650161 | Non Moving Item | CABLE LUG,IN-LINE CONNECTOR,AL,ALS-16 | NO | 250 | 5660.97 | ZOTH | 2020-03-16 | 2020-07-27 | 1983 | material withdrawn
3160 | Non Moving Item | EMD | M9020495258 | Non Moving Item | RELAY,ON/OFF DELAY TIMER,24VDC,0.1S-10HR | NO | 1 | 5611 | ZSPR | 2019-07-24 |  | 2352
2652 | Non Moving Item | EMD | M8546289741 | Non Moving Item | FUSE LINK,HRC,50A,TIS 50,GEC | NO | 225 | 5508.34 | ZSPR |  | 2019-07-20 | 2356
2625 | Non Moving Item | EMD | M8544351088 | Non Moving Item | FUSE LINK,HRC,250A,VSK 250,SIEMENS | NO | 20 | 5491 | ZSPR | 2019-03-19 |  | 2479
2852 | Non Moving Item | EMD | M8586326583 | Non Moving Item | FIXED&MOVING CONTACT,IS60947-2,GE | ST | 5 | 5487 | ZSPR | 2019-06-13 |  | 2393
2969 | Non Moving Item | EMD | M8721761310 | Non Moving Item | XFMR,CURR,3000/1A,PROTECTION | NO | 1 | 5448.09 | ZSPR | 2018-09-25 | 2019-12-02 | 2221
2488 | Non Moving Item | EMD | M8523378420 | Non Moving Item | TEE CONNECTOR,SUB-STN AUT SYS | NO | 2 | 5418.37 | ZSPR | 2018-06-20 |  | 2751 | Critical item
2522 | Non Moving Item | EMD | M8523439372 | Non Moving Item | TERMINAL CONNECTOR,PV-2244 REV 01,PEEVEE | NO | 2 | 5418.37 | ZSPR | 2018-06-09 |  | 2762 | Critical item
2551 | Non Moving Item | EMD | M8523449247 | Non Moving Item | INTERCONNECTOR,2236 REV 02,PEEVEE | NO | 2 | 5418.37 | ZSPR | 2018-06-09 |  | 2762 | Critical item
2664 | Non Moving Item | EMD | M8547145651 | Non Moving Item | FUSE BASE,415VAC,100A | NO | 96 | 5390.6 | ZSPR | 2019-04-06 |  | 2461
2621 | Non Moving Item | EMD | M8544333749 | Non Moving Item | FUSE LINK,HRC,SEMI CONDUCTOR,660V,110A | NO | 32 | 5361.28 | ZSPR | 2018-09-06 |  | 2673 | Critical item
2561 | Non Moving Item | EMD | M8525077219 | Non Moving Item | RELAY,THERMAL O/L,1-1.6A,MK-1,L&T | NO | 9 | 5353.09 | ZSPR | 2019-04-08 |  | 2459
2592 | Non Moving Item | EMD | M8525901211 | Non Moving Item | RELAY,THERMAL O/L,90-150A,CT OPER,L&T | NO | 1 | 5288.06 | ZSPR | 2019-04-06 |  | 2461
2649 | Non Moving Item | EMD | M8546244777 | Non Moving Item | FUSE LINK,HRC,DCDB,36A | NO | 30 | 5082.44 | ZSPR | 2018-09-06 |  | 2673 | Critical item
2730 | Non Moving Item | EMD | M8567525127 | Non Moving Item | SWITCH,CONTROL,10WAY,250VDC,10A,AREVA | NO | 6 | 5055 | ZSPR | 2019-04-08 |  | 2459
2622 | Non Moving Item | EMD | M8544333785 | Non Moving Item | FUSE LINK,HRC,SEMI CONDUCTOR,690V,110A | NO | 28 | 5054 | ZSPR | 2019-10-01 |  | 2283
2380 | Non Moving Item | EMD | M8209223723 | Non Moving Item | LAMP,LED,INDICATING,220VDC,RED,22.5MM | NO | 1 | 5000 | ZOTS | 2018-01-24 |  | 2898 | material withdrawn
2388 | Non Moving Item | EMD | M8222322114 | Non Moving Item | LAMP,FLUOR,COMPACT,2-PIN,240VAC,11W | NO | 1 | 5000 | ZOTS | 2018-01-24 |  | 2898
2697 | Non Moving Item | EMD | M8561116240 | Non Moving Item | CIRCUIT BREAKER,MINIATURE,240VAC,6A,1P | NO | 1 | 5000 | ZSPR | 2018-01-24 |  | 2898 | Critical item
2504 | Non Moving Item | EMD | M8523379274 | Non Moving Item | TEE CONNECTOR,PV-TEE-220-30 REV 01 | NO | 2 | 5000 | ZSPR | 2018-07-17 |  | 2724 | Critical item
2506 | Non Moving Item | EMD | M8523379584 | Non Moving Item | TEE CONNECTOR,PV-2245 REV 02,PEEVEE | NO | 2 | 5000 | ZSPR | 2019-03-15 |  | 2483
2533 | Non Moving Item | EMD | M8523439488 | Non Moving Item | TERMINAL CONNECTOR,PV-2228 REV 01,PEEVEE | NO | 2 | 5000 | ZSPR | 2018-06-09 |  | 2762 | Critical item
2534 | Non Moving Item | EMD | M8523439497 | Non Moving Item | TERMINAL CONNECTOR,PV-2230 REV 01,PEEVEE | NO | 2 | 5000 | ZSPR | 2018-06-09 |  | 2762 | Critical item
2538 | Non Moving Item | EMD | M8523439530 | Non Moving Item | TERMINAL CONNECTOR,PV-2239 REV 02,PEEVEE | NO | 2 | 5000 | ZSPR | 2018-06-09 |  | 2762
2539 | Non Moving Item | EMD | M8523439549 | Non Moving Item | TERMINAL CONNECTOR,PV-2226 REV 02,PEEVEE | NO | 2 | 5000 | ZSPR | 2019-04-19 |  | 2448
2544 | Non Moving Item | EMD | M8523439600 | Non Moving Item | TERMINAL CONNECTOR,PV-2246 REV 02,PEEVEE | NO | 2 | 5000 | ZSPR | 2018-06-09 |  | 2762 | Critical item
3173 | Non Moving Item | EMD | M9095260092 | Non Moving Item | TERMINAL BLOCKS NON DISCONNCTING | NO | 5 | 5000 | ZSPR | 2018-01-24 |  | 2898 | Critical item
3039 | Non Moving Item | EMD | M8752752307 | Non Moving Item | MAGNETIC OIL GAUGE,KEC,XFMR | NO | 1 | 4988.83 | ZSPR | 2018-12-22 |  | 2566
2016 | Non Moving Item | EMD | M9020825129 | Non Moving Item | RELAY,TIMER,24-240VAC/DC,0.1S-10HR,L&T | NO | 1 | 4956 | ZSPR | 2020-12-30 |  | 1827 | critical spare
2439 | Non Moving Item | EMD | M8521601801 | Non Moving Item | CONTACTOR,AUXILIARY,110VDC,4NO,3TH30 | NO | 4 | 4834 | ZSPR | 2019-07-23 |  | 2353
2440 | Non Moving Item | EMD | M8521609805 | Non Moving Item | CONTACTOR,AUXILIARY,110VDC,2NO+2NC,3TH30 | NO | 4 | 4834 | ZSPR | 2019-07-23 |  | 2353
2288 | Non Moving Item | EMD | M6330106028 | Non Moving Item | BRK LINER DISC/SHOE,ELECTRO THERAPY,5TON | SET | 2 | 4800 | ZSPR | 2018-07-21 |  | 2720 | Critical item
2289 | Non Moving Item | EMD | M6330546005 | Non Moving Item | BRAKE LINER,X9011020240,SAT8E502MD | NO | 2 | 4800 | ZSPR | 2018-07-21 |  | 2720 | Critical item
2290 | Non Moving Item | EMD | M6330786005 | Non Moving Item | BRAKE,007230-1RA,CONSOLIDATED HOISTS | NO | 2 | 4800 | ZSPR | 2018-07-21 |  | 2720
2562 | Non Moving Item | EMD | M8525077990 | Non Moving Item | RELAY,THERMAL O/L,1-1.6A | NO | 3 | 4719.08 | ZSPR | 2019-04-08 |  | 2459
2840 | Non Moving Item | EMD | M8581880279 | Non Moving Item | REDUCING VALVE,HRCC977098001,ALSTOM | NO | 1 | 4700.91 | ZSPR | 2018-01-24 |  | 2898 | Critical item
2841 | Non Moving Item | EMD | M8581880288 | Non Moving Item | HOSE,HRCC086000402,ALSTOM,SF6 CB,GL318 | NO | 1 | 4700.91 | ZSPR | 2018-01-24 |  | 2898
2842 | Non Moving Item | EMD | M8581880297 | Non Moving Item | COUPLING TONGUE,ALSTOM,SF6 CB,GL318 | NO | 1 | 4700.91 | ZSPR | 2018-01-24 |  | 2898 | Critical item
2843 | Non Moving Item | EMD | M8581880303 | Non Moving Item | TRANSITION PIECE,ALSTOM,SF6 CB,GL318 | NO | 1 | 4700.91 | ZSPR | 2018-01-24 |  | 2898 | Critical item
1910 | Non Moving Item | EMD | M8172461582 | Non Moving Item | CABLE LUG,TUBE TERMINAL,CU,95MM2 | NO | 100 | 4656.48 | ZOTH | 2020-03-16 | 2020-07-27 | 1983 | material withdrawn
2354 | Non Moving Item | EMD | M8173750098 | Non Moving Item | CABLE LUG,IN-LINE CONNECTOR,AL,500MM2 | NO | 60 | 4646 | ZOTH | 2018-11-23 |  | 2595 | material withdrawn
3176 | Non Moving Item | EMD | M9253111120 | Non Moving Item | CIRCUIT BREAKER,40071609100,AMARA RAJA | NO | 1 | 4595 | ZSPR | 2019-08-08 |  | 2337
1924 | Non Moving Item | EMD | M8173598094 | Non Moving Item | CABLE LUG,IN-LINE CONNECTOR,AL,12.7MM | NO | 300 | 4576.98 | ZOTH | 2020-03-16 | 2020-07-27 | 1983 | material withdrawn
2660 | Non Moving Item | EMD | M8546996430 | Non Moving Item | FUSE LINK,11KV,3A,PT,EE | NO | 11 | 4504.5 | ZSPR | 2019-04-06 |  | 2461
2287 | Non Moving Item | EMD | M6330056007 | Non Moving Item | EWRH ASSY,TE 7502 MD,SWIFT,15MT | NO | 1 | 4500 | ZSPR | 2017-03-27 |  | 3201
2714 | Non Moving Item | EMD | M8562980448 | Non Moving Item | CIRCUIT BREAKER,MOULDED CASE,440VAC,800A | NO | 1 | 4495 | ZSPR | 2019-08-08 |  | 2337
1896 | Non Moving Item | EMD | M8166115651 | Non Moving Item | JKIT,ST,H/S,1.1KV,3C,185MM2,AL | NO | 4 | 4484 | ZOTH | 2018-12-29 | 2020-02-13 | 2148 | material withdrawn
2336 | Non Moving Item | EMD | M8166115624 | Non Moving Item | JKIT,ST,H/S,1.1KV,3C,95MM2,AL | NO | 6 | 4354 | ZOTH | 2018-12-29 |  | 2559 | material withdrawn
1922 | Non Moving Item | EMD | M8173503195 | Non Moving Item | CABLE LUG,TUBE TERMINAL,120MM2,ALS-230 | NO | 464 | 4341.62 | ZOTH | 2020-03-16 | 2020-07-27 | 1983 | material withdrawn
2350 | Non Moving Item | EMD | M8173693616 | Non Moving Item | CABLE LUG,TUBE TERMINAL,AL,300MM2 | NO | 90 | 4293 | ZOTH | 2018-11-23 | 2019-11-25 | 2228 | material withdrawn
2783 | Non Moving Item | EMD | M8570486134 | Non Moving Item | CLOSING SPRING,C&S,LT ACB | NO | 11 | 4205 | ZSPR | 2019-06-07 |  | 2399
2381 | Non Moving Item | EMD | M8209242241 | Non Moving Item | LAMP,LED,INDICATING,24VDC,RED,BA9S | NO | 5 | 4200 | ZOTS | 2019-03-19 |  | 2479 | material withdrawn
1974 | Non Moving Item | EMD | M8569325998 | Non Moving Item | SWITCH,POSITION INDICATION,ALB-1P-220 | NO | 5 | 4111.02 | ZSPR | 2018-12-14 | 2020-04-30 | 2071 | critical spare
2698 | Non Moving Item | EMD | M8561128111 | Non Moving Item | CIRCUIT BREAKER,MINIATURE,240V,20A,1P | NO | 1 | 4088 | ZSPR | 2019-08-08 |  | 2337
2441 | Non Moving Item | EMD | M8521618801 | Non Moving Item | CONTACTOR,AUXILIARY,110VDC,3NO+1NC,3TH30 | NO | 4 | 4080 | ZSPR | 2019-07-23 |  | 2353
2256 | Non Moving Item | EMD | M6305990249 | Non Moving Item | BEARING,SKF,1209K | NO | 6 | 3993 | ZSPR | 2017-12-07 |  | 2946
2643 | Non Moving Item | EMD | M8546140440 | Non Moving Item | FUSE LINK,CONTROL,16A | NO | 6 | 3979 | ZSPR | 2019-05-16 |  | 2421 | material withdrawn
1926 | Non Moving Item | EMD | M8173651261 | Non Moving Item | CABLE LUG,TUBE TERMINAL,AL,10MM,240MM2 | NO | 150 | 3968.38 | ZOTH | 2020-03-16 | 2020-07-27 | 1983 | material withdrawn
2859 | Non Moving Item | EMD | M8589345107 | Non Moving Item | FIXED CONTACT,45225001502IT-002,BHEL,VCB | SET | 2 | 3967.38 | ZSPR | 2018-09-25 |  | 2654 | Critical item
2861 | Non Moving Item | EMD | M8589345596 | Non Moving Item | FIXED CONTACT,BHEL,VCB | NO | 2 | 3967.38 | ZSPR | 2018-09-25 |  | 2654
2863 | Non Moving Item | EMD | M8589345718 | Non Moving Item | CONTACT SET,BHEL,VCB,STATIONARY,11KV | NO | 2 | 3967.38 | ZSPR | 2018-09-25 |  | 2654
2753 | Non Moving Item | EMD | M8569316257 | Non Moving Item | TRIPPING COIL,AVHS-110DC,C&S | NO | 4 | 3965 | ZSPR | 2018-06-18 |  | 2753
2762 | Non Moving Item | EMD | M8570400639 | Non Moving Item | COOLING COIL,AVHC-110DC,C&S,ACB | NO | 4 | 3965 | ZSPR | 2018-06-18 |  | 2753
2819 | Non Moving Item | EMD | M8581050230 | Non Moving Item | MOLECULAR FILTER,DN 35180501992,BHEL | SET | 1 | 3959 | ZSPR | 2018-01-24 |  | 2898
2807 | Non Moving Item | EMD | M8574200150 | Non Moving Item | CHARGING SPRING,C&S,CIRCUIT BREAKER | NO | 4 | 3870 | ZSPR | 2018-06-18 |  | 2753 | Critical item
3025 | Non Moving Item | EMD | M8752752204 | Non Moving Item | BUCHHOLZ RELAY,KEC,XFMR | NO | 1 | 3865.75 | ZSPR | 2019-02-01 |  | 2525
3056 | Non Moving Item | EMD | M8752821907 | Non Moving Item | BUCHHOLZ RELAY,TRIL,XFMR | NO | 1 | 3865.75 | ZSPR | 2019-02-01 |  | 2525
3072 | Non Moving Item | EMD | M8752822208 | Non Moving Item | BUCHHOLZ RELAY,TRIL,XFMR | NO | 1 | 3865.75 | ZSPR | 2019-02-01 |  | 2525
3081 | Non Moving Item | EMD | M8752822308 | Non Moving Item | BUCHHOLZ RELAY,TRIL,XFMR | NO | 1 | 3865.75 | ZSPR | 2019-02-01 |  | 2525
3089 | Non Moving Item | EMD | M8752822408 | Non Moving Item | BUCHHOLZ RELAY,TRIL,XFMR | NO | 1 | 3865.75 | ZSPR | 2019-02-01 |  | 2525
2568 | Non Moving Item | EMD | M8525092179 | Non Moving Item | RELAY,THERMAL O/L,2.5-4A,ML0/ML1/ML1.5 | NO | 4 | 3863.25 | ZSPR | 2019-04-06 |  | 2461
2255 | Non Moving Item | EMD | M6305746017 | Non Moving Item | BRAKE SHOE,3107-00,ANUPAM | NO | 1 | 3756 | ZSPR | 2019-07-24 | 2019-09-04 | 2310
3203 | Non Moving Item | EMD | M9290311041 | Non Moving Item | INTER CELL CONNECTOR,BATTERY | NO | 5 | 3708.1 | ZOTH | 2019-12-03 |  | 2220
2019 | Non Moving Item | EMD | M9253440001N | Non Moving Item | SMART PCK CONTROLLER,RWAJSMPACK2,ELTEK | NO | 1 | 3667 | ZSPR | 2020-04-22 |  | 2079 | critical spare
2791 | Non Moving Item | EMD | M8571160273 | Non Moving Item | COIL,LX1-FH,TC,CONTACTOR,LC1-F265 | NO | 2 | 3587 | ZSPR | 2018-06-18 |  | 2753 | Critical item
1954 | Non Moving Item | EMD | M8345022408 | Non Moving Item | THYRISTOR,TT MODULE,1600V,122A | NO | 5 | 3569.26 | ZSPR | 2018-12-31 | 2020-09-14 | 1934 | critical spare
2066 | Non Moving Item | EMD | M1148260114 | Non Moving Item | JOINT NIPPLE,100,PVC | NO | 280 | 3555.36 | ZSPR | 2018-05-05 |  | 2797
2409 | Non Moving Item | EMD | M8340121911 | Non Moving Item | TRANSISTOR,IGB,1200V,600A,SEMIX604GB12VS | NO | 32 | 3549 | ZSPR | 2019-08-08 |  | 2337 | critical spare
2020 | Non Moving Item | EMD | M9253440003 | Non Moving Item | IR MODULE,SUIR0000001,ELTEK | NO | 2 | 3540 | ZSPR | 2020-04-22 |  | 2079 | critical spare
1923 | Non Moving Item | EMD | M8173548239 | Non Moving Item | CABLE LUG,TUBE TERMINAL,AL,12MM,150MM2 | NO | 300 | 3497.48 | ZOTH | 2020-03-16 | 2020-07-27 | 1983 | material withdrawn
3029 | Non Moving Item | EMD | M8752752208 | Non Moving Item | MAGNETIC OIL GAUGE,KEC,XFMR | NO | 1 | 3477.81 | ZSPR | 2019-02-01 |  | 2525
3055 | Non Moving Item | EMD | M8752821906 | Non Moving Item | MAGNETIC OIL GAUGE,TRIL,XFMR | NO | 1 | 3477.81 | ZSPR | 2019-02-01 |  | 2525
3071 | Non Moving Item | EMD | M8752822207 | Non Moving Item | MAGNETIC OIL GAUGE,TRIL,XFMR | NO | 1 | 3477.81 | ZSPR | 2019-02-01 |  | 2525
3080 | Non Moving Item | EMD | M8752822307 | Non Moving Item | MAGNETIC OIL GAUGE,TRIL,XFMR | NO | 1 | 3477.81 | ZSPR | 2019-02-01 |  | 2525
3088 | Non Moving Item | EMD | M8752822407 | Non Moving Item | MAGNETIC OIL GAUGE,TRIL,XFMR | NO | 1 | 3477.81 | ZSPR | 2019-02-01 |  | 2525
2803 | Non Moving Item | EMD | M8571533918 | Non Moving Item | I/C MODULE POWER CONTACTS M&F 630A C&S | SET | 3 | 3446.98 | ZSPR | 2019-06-07 |  | 2399
2804 | Non Moving Item | EMD | M8571533927 | Non Moving Item | MODULE:POWER CONTACTS M+F 630A,C&S | SET | 3 | 3446.98 | ZSPR | 2019-06-07 |  | 2399
2797 | Non Moving Item | EMD | M8571533024 | Non Moving Item | POWER CONTACT,C&S,SWITCH DISCONNECTOR | NO | 3 | 3444 | ZSPR | 2019-06-07 |  | 2399
2798 | Non Moving Item | EMD | M8571533033 | Non Moving Item | POWER CONTACT,C&S,SWITCH DISCONNECTOR | NO | 3 | 3444 | ZSPR | 2019-06-07 |  | 2399
2799 | Non Moving Item | EMD | M8571533042 | Non Moving Item | POWER CONTACT,C&S,SWITCH DISCONNECTOR | NO | 3 | 3444 | ZSPR | 2019-06-07 |  | 2399
2800 | Non Moving Item | EMD | M8571533079 | Non Moving Item | POWER CONTACT,C&S,SWITCH DISCONNECTOR | NO | 3 | 3444 | ZSPR | 2019-06-07 |  | 2399
2801 | Non Moving Item | EMD | M8571533088 | Non Moving Item | POWER CONTACT,C&S,SWITCH DISCONNECTOR | NO | 3 | 3444 | ZSPR | 2019-06-07 |  | 2399
2802 | Non Moving Item | EMD | M8571533097 | Non Moving Item | POWER CONTACT,C&S,SWITCH DISCONNECTOR | NO | 3 | 3444 | ZSPR | 2019-06-07 |  | 2399
2601 | Non Moving Item | EMD | M8544140310 | Non Moving Item | FUSE LINK,HRC,50A,CHF | NO | 10 | 3428.6 | ZSPR | 2019-03-19 | 2019-05-25 | 2412 | material withdrawn
2335 | Non Moving Item | EMD | M8166115615 | Non Moving Item | JKIT,ST,H/S,1.1KV,3C,70MM2,AL | NO | 5 | 3392.5 | ZOTH | 2018-12-29 | 2019-02-23 | 2503 | material withdrawn
2733 | Non Moving Item | EMD | M8567525154 | Non Moving Item | CONTROL SWITCH:8WAY:500VAC/DC:10A AC/DC | NO | 3 | 3309 | ZSPR | 2019-04-06 |  | 2461
2668 | Non Moving Item | EMD | M8547325125 | Non Moving Item | FUSE BASE,250V,32A,CDFB-1,C&S,W/CARRIER | NO | 9 | 3292 | ZSPR | 2019-06-07 |  | 2399
2669 | Non Moving Item | EMD | M8547335160 | Non Moving Item | FUSE BASE,415VAC,63A,CHF10,C&S,W/CARRIER | NO | 9 | 3292 | ZSPR | 2019-06-07 |  | 2399
2670 | Non Moving Item | EMD | M8547345141 | Non Moving Item | FUSE BASE,415VAC,100A | NO | 9 | 3292 | ZSPR | 2019-06-07 |  | 2399
2672 | Non Moving Item | EMD | M8547349161 | Non Moving Item | FUSE BASE,415-500VAC,125A | NO | 9 | 3292 | ZSPR | 2019-06-07 |  | 2399
2673 | Non Moving Item | EMD | M8547350145 | Non Moving Item | FUSE BASE,160A,CHF,C&S,W/CARRIER | NO | 9 | 3292 | ZSPR | 2019-06-07 |  | 2399
2674 | Non Moving Item | EMD | M8547369141 | Non Moving Item | FUSE BASE,500V,400A,CHF,C&S,W/CARRIER | NO | 9 | 3292 | ZSPR | 2019-06-07 |  | 2399
2738 | Non Moving Item | EMD | M8568106118 | Non Moving Item | COIL,LX1-FF,C&S,CONTACTOR,LC1-F185 | NO | 2 | 3257 | ZSPR | 2018-06-18 |  | 2753 | Critical item
2945 | Non Moving Item | EMD | M8720710179 | Non Moving Item | XFMR,CURR,200/1A,415V,7.5VA,CL-1 | NO | 3 | 3257 | ZSPR | 2018-06-18 |  | 2753 | Critical item
2608 | Non Moving Item | EMD | M8544171073 | Non Moving Item | FUSE LINK,HRC,500VAC,100A | NO | 58 | 3214.94 | ZSPR | 2019-04-06 |  | 2461
2343 | Non Moving Item | EMD | M8172695354 | Non Moving Item | CABLE LUG,TUBULAR IN-LINE,CU,300MM2 | NO | 30 | 3150.9 | ZOTH | 2018-04-25 |  | 2807 | material withdrawn
2745 | Non Moving Item | EMD | M8568248931 | Non Moving Item | ADD ON BLOCK,C320KGTR13,BCH | NO | 15 | 3126.1 | ZSPR | 2019-04-08 |  | 2459
2685 | Non Moving Item | EMD | M8553022353 | Non Moving Item | SWITCH,DC CONTROL,220VAC,63A,RPM649XC10 | NO | 3 | 3115 | ZSPR | 2018-06-18 |  | 2753 | Critical item
2938 | Non Moving Item | EMD | M8715052501 | Non Moving Item | XFMR,CURR,2500/1A,0.415/0.6KV,CL-PS | NO | 3 | 3094 | ZSPR | 2018-06-18 |  | 2753
2959 | Non Moving Item | EMD | M8721421818 | Non Moving Item | XFMR,CURR,1600/1A,0.415/0.66KV,CL-PS | NO | 3 | 3094 | ZSPR | 2018-06-18 |  | 2753
2971 | Non Moving Item | EMD | M8721801021 | Non Moving Item | XFMR,CURR,4000/1A,0.415/0.66KV,2VA | NO | 3 | 3094 | ZSPR | 2018-06-18 |  | 2753
2821 | Non Moving Item | EMD | M8581090184 | Non Moving Item | CONNECTOR SET,ALSTOM,SF6 CB | NO | 1 | 3018 | ZSPR | 2019-04-19 |  | 2448
2720 | Non Moving Item | EMD | M8567150477 | Non Moving Item | PUSH BUTTON,SWITCH GEAR | NO | 20 | 3000 | ZSPR | 2019-03-19 |  | 2479
2271 | Non Moving Item | EMD | M6325116047 | Non Moving Item | MCB,KM50028238,KONE CRANES,LIFT/ELEVATOR | NO | 1 | 2992 | ZSPR | 2019-08-08 |  | 2337
2637 | Non Moving Item | EMD | M8544630750 | Non Moving Item | FUSE LINK,HRC,DIN,80KA,630A | NO | 6 | 2989.65 | ZSPR | 2018-12-31 | 2019-05-25 | 2412
1984 | Non Moving Item | EMD | M8589345912 | Non Moving Item | T HANDLE,35215002234-002,BHEL,VCB | NO | 5 | 2973.5 | ZSPR | 2020-03-13 |  | 2119 | critical spare
2352 | Non Moving Item | EMD | M8173728086 | Non Moving Item | CABLE LUG,IN-LINE CONNECTOR,AL,10.2MM | NO | 60 | 2957 | ZOTH | 2018-11-23 |  | 2595 | material withdrawn
2478 | Non Moving Item | EMD | M8523378305 | Non Moving Item | TERMINAL CONNECTOR,SUB-STN AUT SYS | NO | 1 | 2918.37 | ZSPR | 2018-06-20 |  | 2751
2479 | Non Moving Item | EMD | M8523378314 | Non Moving Item | TERMINAL CONNECTOR,SUB-STN AUT SYS | NO | 1 | 2918.37 | ZSPR | 2018-06-20 |  | 2751
2480 | Non Moving Item | EMD | M8523378323 | Non Moving Item | TERMINAL CONNECTOR,SUB-STN AUT SYS | NO | 1 | 2918.37 | ZSPR | 2018-06-20 |  | 2751
2481 | Non Moving Item | EMD | M8523378332 | Non Moving Item | TERMINAL CONNECTOR,SUB-STN AUT SYS | NO | 1 | 2918.37 | ZSPR | 2018-06-20 |  | 2751
2482 | Non Moving Item | EMD | M8523378341 | Non Moving Item | TERMINAL CONNECTOR,SUB-STN AUT SYS | NO | 1 | 2918.37 | ZSPR | 2018-06-20 |  | 2751
2483 | Non Moving Item | EMD | M8523378350 | Non Moving Item | TERMINAL CONNECTOR,SUB-STN AUT SYS | NO | 1 | 2918.37 | ZSPR | 2018-06-20 |  | 2751
2484 | Non Moving Item | EMD | M8523378369 | Non Moving Item | TERMINAL CONNECTOR,SUB-STN AUT SYS | NO | 1 | 2918.37 | ZSPR | 2018-06-20 |  | 2751
2486 | Non Moving Item | EMD | M8523378396 | Non Moving Item | TERMINAL CONNECTOR,SUB-STN AUT SYS | NO | 1 | 2918.37 | ZSPR | 2018-07-17 |  | 2724
2487 | Non Moving Item | EMD | M8523378411 | Non Moving Item | TERMINAL CONNECTOR,SUB-STN AUT SYS | NO | 1 | 2918.37 | ZSPR | 2018-06-20 |  | 2751
2489 | Non Moving Item | EMD | M8523378439 | Non Moving Item | TEE CONNECTOR,SUB-STN AUT SYS | NO | 1 | 2918.37 | ZSPR | 2018-06-20 |  | 2751
2490 | Non Moving Item | EMD | M8523378448 | Non Moving Item | TEE CONNECTOR,SUB-STN AUT SYS | NO | 1 | 2918.37 | ZSPR | 2018-06-20 |  | 2751
2491 | Non Moving Item | EMD | M8523378457 | Non Moving Item | INVERTED V CONNECTOR,SUB-STN AUT SYS | NO | 1 | 2918.37 | ZSPR | 2018-06-20 |  | 2751
2492 | Non Moving Item | EMD | M8523378466 | Non Moving Item | CORONA BELL,SUB-STN AUT SYS | NO | 1 | 2918.37 | ZSPR | 2018-06-20 |  | 2751
2493 | Non Moving Item | EMD | M8523378475 | Non Moving Item | WELDING SLEEVE,SUB-STN AUT SYS | NO | 1 | 2918.37 | ZSPR | 2018-06-20 |  | 2751
2502 | Non Moving Item | EMD | M8523379168 | Non Moving Item | TEE CONNECTOR,SUB-STN AUT SYS | NO | 1 | 2918.37 | ZSPR | 2019-03-15 |  | 2483
2507 | Non Moving Item | EMD | M8523379706 | Non Moving Item | TEE CONNECTOR,SUB-STN AUT SYS | NO | 1 | 2918.37 | ZSPR | 2019-03-15 |  | 2483
2508 | Non Moving Item | EMD | M8523379715 | Non Moving Item | TEE CONNECTOR,SUB-STN AUT SYS | NO | 1 | 2918.37 | ZSPR | 2019-03-15 |  | 2483
2510 | Non Moving Item | EMD | M8523379733 | Non Moving Item | TEE CONNECTOR,SUB-STN AUT SYS | NO | 1 | 2918.37 | ZSPR | 2019-03-15 |  | 2483
2513 | Non Moving Item | EMD | M8523400925 | Non Moving Item | P G CLAMP FOR DOG TO DOG CONDUCTOR | NO | 1 | 2918.37 | ZSPR | 2018-06-20 |  | 2751
2519 | Non Moving Item | EMD | M8523439178 | Non Moving Item | TERMINAL CONNECTOR,SUB-STN AUT SYS | NO | 1 | 2918.37 | ZSPR | 2018-07-17 |  | 2724
2520 | Non Moving Item | EMD | M8523439354 | Non Moving Item | TERMINAL CONNECTOR,PV 2255 REV 00,PEEVEE | NO | 1 | 2918.37 | ZSPR | 2019-04-19 |  | 2448
2521 | Non Moving Item | EMD | M8523439363 | Non Moving Item | TERMINAL CONNECTOR,PEEVEE | NO | 1 | 2918.37 | ZSPR | 2018-07-17 |  | 2724
2524 | Non Moving Item | EMD | M8523439390 | Non Moving Item | TERMINAL CONNECTOR,PV-2241A REV 01 | NO | 1 | 2918.37 | ZSPR | 2018-07-17 |  | 2724
2527 | Non Moving Item | EMD | M8523439424 | Non Moving Item | TERMINAL CONNECTOR,PV-PI-220-18 REV 01 | NO | 1 | 2918.37 | ZSPR | 2018-06-09 |  | 2762
2528 | Non Moving Item | EMD | M8523439433 | Non Moving Item | TERMINAL CONNECTOR,PV-2257 REV 00,PEEVEE | NO | 1 | 2918.37 | ZSPR | 2019-03-15 |  | 2483
2529 | Non Moving Item | EMD | M8523439442 | Non Moving Item | TERMINAL CONNECTOR,PV-2256 REV 00,PEEVEE | NO | 1 | 2918.37 | ZSPR | 2019-04-19 |  | 2448
2463 | Non Moving Item | EMD | M8523377083 | Non Moving Item | TERMINAL CONNECTOR,SUB-STN AUT SYS | NO | 1 | 2918.36 | ZSPR | 2018-06-20 |  | 2751
2468 | Non Moving Item | EMD | M8523377135 | Non Moving Item | TERMINAL CONNECTOR,SUB-STN AUT SYS | NO | 1 | 2918.36 | ZSPR | 2018-06-20 |  | 2751
2469 | Non Moving Item | EMD | M8523377144 | Non Moving Item | TEE CONNECTOR,SUB-STN AUT SYS | NO | 1 | 2918.36 | ZSPR | 2018-06-20 | 2018-08-25 | 2685
2495 | Non Moving Item | EMD | M8523378590 | Non Moving Item | TERMINAL CONNECTOR,SUB-STN AUT SYS | NO | 1 | 2918.36 | ZSPR | 2018-06-20 |  | 2751
2496 | Non Moving Item | EMD | M8523378606 | Non Moving Item | TERMINAL CONNECTOR,SUB-STN AUT SYS | NO | 1 | 2918.36 | ZSPR | 2018-06-20 |  | 2751
2501 | Non Moving Item | EMD | M8523378651 | Non Moving Item | TERMINAL CONNECTOR,SUB-STN AUT SYS | NO | 1 | 2918.36 | ZSPR | 2019-07-12 |  | 2364
2584 | Non Moving Item | EMD | M8525400754 | Non Moving Item | O/L RELAY 25-36A 3UA5500-2Q SIEMENS | NO | 1 | 2859.18 | ZSPR | 2019-04-06 |  | 2461
2347 | Non Moving Item | EMD | M8172990040 | Non Moving Item | CABLELUGS FOR WELDING CABLE 600A | NO | 30 | 2832 | ZOTH | 2019-12-27 | 2020-01-29 | 2163 | material withdrawn
2735 | Non Moving Item | EMD | M8567755021 | Non Moving Item | PUSH BUTTON,3SB50 00-OAF01,FLUSH,BLUE | NO | 3 | 2715 | ZSPR | 2019-07-24 |  | 2352
3196 | Non Moving Item | EMD | M9290221001 | Non Moving Item | INTER CELL CONNECTOR,BATTERY | NO | 5 | 2702.15 | ZSPR | 2019-12-03 |  | 2220
3197 | Non Moving Item | EMD | M9290230001 | Non Moving Item | INTER CELL CONNECTOR,BATTERY | NO | 5 | 2702.15 | ZSPR | 2019-12-03 |  | 2220
3191 | Non Moving Item | EMD | M9290090001 | Non Moving Item | INTERCELL CONNECTOR,BATTERY | NO | 5 | 2696.55 | ZSPR | 2019-12-03 |  | 2220
3199 | Non Moving Item | EMD | M9290240001 | Non Moving Item | INTER CELL CONNECTOR,BATTERY | NO | 5 | 2696.55 | ZSPR | 2019-12-03 |  | 2220
3198 | Non Moving Item | EMD | M9290230002 | Non Moving Item | VENT PLUG,BATTERY,220V,94AH | SET | 10 | 2689.1 | ZSPR | 2019-12-03 |  | 2220
2691 | Non Moving Item | EMD | M8556608220 | Non Moving Item | SFU,DP,220VDC,32A,IS13947 | NO | 5 | 2639 | ZSPR | 2018-06-18 |  | 2753
2516 | Non Moving Item | EMD | M8523409320 | Non Moving Item | PG CLAMP,PV-2242 REV 01,PEEVEE | NO | 1 | 2500 | ZSPR | 2018-07-17 |  | 2724
2537 | Non Moving Item | EMD | M8523439521 | Non Moving Item | TERMINAL CONNECTOR,PV-2238 REV 02,PEEVEE | NO | 1 | 2500 | ZSPR | 2018-06-09 |  | 2762
2540 | Non Moving Item | EMD | M8523439558 | Non Moving Item | TERMINAL CONNECTOR,PV-2250 REV 03,PEEVEE | NO | 1 | 2500 | ZSPR | 2019-03-15 |  | 2483
2542 | Non Moving Item | EMD | M8523439585 | Non Moving Item | TERMINAL CONNECTOR,PV-2245 REV 02,PEEVEE | NO | 1 | 2500 | ZSPR | 2018-06-09 |  | 2762
2545 | Non Moving Item | EMD | M8523439628 | Non Moving Item | TERMINAL CONNECTOR,PV-2241 REV 01,PEEVEE | NO | 1 | 2500 | ZSPR | 2018-06-09 |  | 2762
2546 | Non Moving Item | EMD | M8523439646 | Non Moving Item | TERMINAL CONNECTOR,PV-PI-220-19 REV 01 | NO | 1 | 2500 | ZSPR | 2018-07-17 |  | 2724
2547 | Non Moving Item | EMD | M8523439655 | Non Moving Item | TERMINAL CONNECTOR,PV 2252 REV 00,PEEVEE | NO | 1 | 2500 | ZSPR | 2019-03-15 |  | 2483
2548 | Non Moving Item | EMD | M8523439664 | Non Moving Item | TERMINAL CONNECTOR,PV 2253 REV 00,PEEVEE | NO | 1 | 2500 | ZSPR | 2019-03-15 |  | 2483
2549 | Non Moving Item | EMD | M8523439673 | Non Moving Item | TERMINAL CONNECTOR,PV-2247 REV 02,PEEVEE | NO | 1 | 2500 | ZSPR | 2018-07-17 |  | 2724
2550 | Non Moving Item | EMD | M8523439682 | Non Moving Item | TERMINAL CONNECTOR,PV 2254 REV 00,PEEVEE | NO | 1 | 2500 | ZSPR | 2018-07-17 |  | 2724
2552 | Non Moving Item | EMD | M8523449256 | Non Moving Item | INTERCONNECTOR,2237 REV 02,PEEVEE | NO | 1 | 2500 | ZSPR | 2019-04-19 |  | 2448
2688 | Non Moving Item | EMD | M8556408509 | Non Moving Item | SFU,500V,32A,3P,DIN,EOESA 00-32 A4,ABB | NO | 2 | 2472 | ZSPR | 2019-03-19 |  | 2479
2442 | Non Moving Item | EMD | M8521909806 | Non Moving Item | CONTACTOR,AUXILIARY,220VDC,2NO+2NC | NO | 2 | 2468 | ZSPR | 2019-08-08 |  | 2337
2868 | Non Moving Item | EMD | M8589835024 | Non Moving Item | CHARGING MOTOR,SCHNEIDER,CB,11KV | NO | 2 | 2416.19 | ZSPR | 2018-09-22 |  | 2657
1908 | Non Moving Item | EMD | M8172385187 | Non Moving Item | CABLE LUG,TUBULAR IN-LINE,CU,50MM2 | NO | 150 | 2392.99 | ZOTH | 2020-03-16 | 2020-07-27 | 1983 | material withdrawn
2583 | Non Moving Item | EMD | M8525383217 | Non Moving Item | RELAY,THERMAL O/L,20-32A,ML2/ML,L&T | NO | 1 | 2323.69 | ZSPR | 2019-03-19 |  | 2479
1917 | Non Moving Item | EMD | M8173303483 | Non Moving Item | CABLE LUG,PIN TERMINAL,AL,25MM2 | NO | 400 | 2242.4 | ZOTH | 2020-06-25 | 2020-07-08 | 2002 | material withdrawn
2869 | Non Moving Item | EMD | M8591211081 | Non Moving Item | INTERPHASE BARRIER,BHEL,VCB | NO | 2 | 2231.39 | ZSPR | 2018-09-22 |  | 2657
2870 | Non Moving Item | EMD | M8591231089 | Non Moving Item | INTERPHASE BARRIER,BHEL,VCB | NO | 2 | 2231.39 | ZSPR | 2018-09-22 |  | 2657
2985 | Non Moving Item | EMD | M8725909034 | Non Moving Item | XFMR,VOLTAGE,415V,110V,50VA,1PH | NO | 1 | 2195 | ZOTH | 2019-11-25 |  | 2228
2676 | Non Moving Item | EMD | M8547622118 | Non Moving Item | FUSE BASE,FITTING,FUSE LINK,500VAC,20A | NO | 50 | 2195 | ZSPR | 2019-06-07 |  | 2399
2632 | Non Moving Item | EMD | M8544406845 | Non Moving Item | FUSE LINK,HRC,DIN,400A | NO | 3 | 2172 | ZSPR | 2019-07-23 |  | 2353
2565 | Non Moving Item | EMD | M8525084219 | Non Moving Item | RELAY,BIMETAL THERMAL O/L,1.5-2.5A,MK-1 | NO | 3 | 2137.22 | ZSPR | 2019-04-06 |  | 2461
2270 | Non Moving Item | EMD | M6325116010 | Non Moving Item | AUX CONTACT BLOCK,KM951760004 | NO | 1 | 2137 | ZSPR | 2019-08-08 |  | 2337
2724 | Non Moving Item | EMD | M8567525048 | Non Moving Item | SWITCH,CONTROL,12WAY,250VDC,10A,AREVA | NO | 1 | 2126.75 | ZSPR | 2019-04-06 |  | 2461
2594 | Non Moving Item | EMD | M8544021071 | Non Moving Item | FUSE LINK,HRC,500VAC,2A | NO | 300 | 2078.6 | ZSPR | 2019-04-08 |  | 2459
2740 | Non Moving Item | EMD | M8568142149 | Non Moving Item | SPARE COIL 220/240 VAC 16A CONT | NO | 18 | 2073.6 | ZSPR | 2019-04-06 |  | 2461
2942 | Non Moving Item | EMD | M8720381177 | Non Moving Item | XFMR,CURR,75/1A,7.5VA,CL-1 | NO | 2 | 2053.33 | ZSPR | 2018-06-18 | 2019-06-12 | 2394
3147 | Non Moving Item | EMD | M9002212002 | Non Moving Item | RELAY,COUPLING,24VDC,3CO,2R-3-24,OEN | NO | 6 | 2053.2 | ZSPR | 2019-10-03 | 2019-10-18 | 2266
2393 | Non Moving Item | EMD | M8272190139 | Non Moving Item | JUNCTION BOX:PVC:4WAY:PIPE DIA=19MM | NO | 336 | 2016 | ZOTS | 2019-04-06 |  | 2461 | material withdrawn
2857 | Non Moving Item | EMD | M8588401033 | Non Moving Item | LIMIT SWITCH,WESTINGHOUSE,ABCB | NO | 9 | 2008.25 | ZSPR | 2018-09-22 |  | 2657
2739 | Non Moving Item | EMD | M8568131837 | Non Moving Item | COIL,C&S,CONTACTOR,LX1-FF115A | NO | 2 | 2006 | ZSPR | 2018-06-18 |  | 2753
2726 | Non Moving Item | EMD | M8567525075 | Non Moving Item | CONTROL SWITCH, TYPE : ODC, 6 WAY | NO | 6 | 1990.56 | ZSPR | 2019-04-06 |  | 2461
2854 | Non Moving Item | EMD | M8587013480 | Non Moving Item | CLOSING COIL,JYOTI,MOCB,MS2-1212-40 | NO | 5 | 1989.59 | ZSPR | 2018-09-22 |  | 2657
2867 | Non Moving Item | EMD | M8589530985 | Non Moving Item | TRIPPING COIL 110V DC | NO | 5 | 1989.59 | ZSPR | 2018-09-22 |  | 2657
2395 | Non Moving Item | EMD | M8272250264 | Non Moving Item | INSUL MAT,ROUND SHEET,BAKELITE,3INX3MM | NO | 500 | 1914.63 | ZOTS | 2019-04-06 |  | 2461 | material withdrawn
1895 | Non Moving Item | EMD | M8110262846N | Non Moving Item | CABLE,PWR,16MM2,4C,STRANDED,AL,1.1KV,PVC | M | 23 | 1908.58 | ZOTH | 2019-09-23 | 2020-11-19 | 1868 | material withdrawn
2618 | Non Moving Item | EMD | M8544253698 | Non Moving Item | FUSE LINK,HRC,160A,3NA78360RC | NO | 3 | 1899 | ZSPR | 2019-07-24 |  | 2352
2623 | Non Moving Item | EMD | M8544350766 | Non Moving Item | FUSE LINK,HRC,250A,3NA71400RC | NO | 3 | 1899 | ZSPR | 2019-07-23 |  | 2353
2405 | Non Moving Item | EMD | M8281002054 | Non Moving Item | INSUL MAT,CLOTH,FG,5MIL | M | 110 | 1872.01 | ZOTS | 2019-03-19 |  | 2479 | material withdrawn
2351 | Non Moving Item | EMD | M8173720082 | Non Moving Item | CABLE LUG,IN-LINE CONNECTOR,AL,400MM2 | NO | 30 | 1841 | ZOTH | 2018-04-25 |  | 2807 | material withdrawn
2564 | Non Moving Item | EMD | M8525082417 | Non Moving Item | RELAY,BIMETALLIC OVERLOAD,1.58-2.50A,DIN | NO | 2 | 1839.21 | ZSPR | 2019-04-08 |  | 2459
3208 | Non Moving Item | EMD | M6305200044 | Non Moving Item | BRAKE SPRING,100/20TON | NO | 1 | 1830 | ZOTH | 2019-08-08 |  | 2337
2383 | Non Moving Item | EMD | M8209323119 | Non Moving Item | LAMP,LED,INDICATING,63.5VAC,1W,BLUE | NO | 20 | 1721.39 | ZOTS | 2018-09-22 |  | 2657 | material withdrawn
3205 | Non Moving Item | EMD | M6305200022 | Non Moving Item | OIL SEAL,ANUPAM,F/CT GEAR BOX | SET | 8 | 1720 | ZOTH | 2019-07-23 |  | 2353
1915 | Non Moving Item | EMD | M8173189133 | Non Moving Item | CABLE LUG,REDUCER TERMINAL,AL,6MM2 | NO | 800 | 1718.4 | ZOTH | 2020-06-25 | 2020-07-08 | 2002 | material withdrawn
3201 | Non Moving Item | EMD | M9290280002 | Non Moving Item | VENT PLUG,BATTERY,220V,990AH | SET | 5 | 1678.05 | ZSPR | 2019-12-03 |  | 2220
2398 | Non Moving Item | EMD | M8272253786 | Non Moving Item | INSUL MAT,SHEET,BAKELITE,9X13INX3MM | NO | 50 | 1669.04 | ZOTS | 2019-04-06 |  | 2461 | material withdrawn
1909 | Non Moving Item | EMD | M8172422385 | Non Moving Item | CABLE LUG,TUBE TERMINAL,CU,8MM,70MM2 | NO | 50 | 1656.16 | ZOTH | 2020-03-16 | 2020-07-27 | 1983 | material withdrawn
2751 | Non Moving Item | EMD | M8568966826 | Non Moving Item | SPRING,C&S,ACB,CLOSING/TRIPPING | NO | 5 | 1646 | ZSPR | 2019-06-07 |  | 2399 | Material Withdrawn
2291 | Non Moving Item | EMD | M6331106007 | Non Moving Item | PUSH BUTTON,P1-P4,ELECTRO THERAPY,HOIST | NO | 1 | 1604 | ZSPR | 2019-08-08 |  | 2337
2701 | Non Moving Item | EMD | M8561419107 | Non Moving Item | CIRCUIT BREAKER,MINIATURE,24VDC,10A,2P | NO | 3 | 1593 | ZSPR | 2018-09-06 |  | 2673
2703 | Non Moving Item | EMD | M8561425104 | Non Moving Item | CIRCUIT BREAKER,MINIATURE,24VDC,16A,2P | NO | 3 | 1593 | ZSPR | 2018-09-06 |  | 2673
2911 | Non Moving Item | EMD | M8598010359 | Non Moving Item | PREFAB CABLE,GB210232520161-03M | NO | 2 | 1500 | ZSPR | 2018-01-24 |  | 2898
2912 | Non Moving Item | EMD | M8598010368 | Non Moving Item | PREFAB CABLE,GB210232520161-03M | NO | 2 | 1500 | ZSPR | 2018-01-24 |  | 2898
2913 | Non Moving Item | EMD | M8598010377 | Non Moving Item | PREFAB CABLE,GBAICABLE-UL-3M | NO | 2 | 1500 | ZSPR | 2018-01-24 |  | 2898
1956 | Non Moving Item | EMD | M8510222811 | Non Moving Item | CONTACTOR,POWER,110VAC,80A,3P,SIEMENS | NO | 1 | 1496 | ZSPR | 2019-08-08 | 2020-08-11 | 1968 | material withdrawn
2603 | Non Moving Item | EMD | M8544140772 | Non Moving Item | FUSE LINK,HRC,50A,3NA78200RC | NO | 3 | 1494 | ZSPR | 2019-07-23 |  | 2353
2694 | Non Moving Item | EMD | M8559330160 | Non Moving Item | SWITCH,ON/OFF,250VAC/DC,16A,2P,BASE | NO | 2 | 1463 | ZSPR | 2019-06-07 |  | 2399
2658 | Non Moving Item | EMD | M8546587542 | Non Moving Item | FUSE LINK,HRC,POWER,415/500/600VAC,400A | NO | 3 | 1460.51 | ZSPR | 2018-12-31 | 2019-06-08 | 2398
3175 | Non Moving Item | EMD | M9244356011 | Non Moving Item | SEMICONDUCTOR FUSE,KELTRON,UPS | NO | 6 | 1416 | ZSPR | 2018-02-15 |  | 2876
2731 | Non Moving Item | EMD | M8567525136 | Non Moving Item | SWITCH,CONTROL,12WAY,250VDC,10A,AREVA | NO | 2 | 1407.12 | ZSPR | 2019-04-06 |  | 2461
3192 | Non Moving Item | EMD | M9290090002 | Non Moving Item | VENT PLUG,BATTERY,48V,390AH | SET | 5 | 1344.55 | ZSPR | 2019-12-03 |  | 2220
3200 | Non Moving Item | EMD | M9290240002 | Non Moving Item | VENT PLUG,BATTERY,220V,410AH | SET | 5 | 1344.55 | ZSPR | 2019-12-03 |  | 2220
2620 | Non Moving Item | EMD | M8544301588 | Non Moving Item | FUSE LINK 200A 690VAC 200MT | NO | 8 | 1331 | ZSPR | 2019-08-07 |  | 2338
2595 | Non Moving Item | EMD | M8544024131 | Non Moving Item | FUSE LINK,HRC,2A,3NW NS2,SIEMENS | NO | 2 | 1324 | ZSPR | 2019-05-16 |  | 2421
2396 | Non Moving Item | EMD | M8272253722 | Non Moving Item | INSUL MAT,SHEET,BAKELITE,4.5X7.5INX3MM | NO | 175 | 1291.5 | ZOTS | 2019-04-06 |  | 2461 | material withdrawn
2349 | Non Moving Item | EMD | M8173463183 | Non Moving Item | CABLE LUG,TUBE TERMINAL,AL,M12,95MM2 | NO | 200 | 1267 | ZOTH | 2018-11-23 |  | 2595 | material withdrawn
3206 | Non Moving Item | EMD | M6305200023 | Non Moving Item | OIL SEAL,ANUPAM,CRANE | SET | 12 | 1264 | ZOTH | 2019-07-23 |  | 2353
2948 | Non Moving Item | EMD | M8720901557 | Non Moving Item | XFMR,CURR,400/5A,0.415/0.66KV,35VA,CL-1 | NO | 1 | 1250 | ZSPR | 2018-01-24 |  | 2898
2334 | Non Moving Item | EMD | M8166110559 | Non Moving Item | JNT/TER KIT,STR THROUGH,1.1KV,3C,1.5MM2 | NO | 3 | 1239 | ZOTH | 2018-12-29 |  | 2559 | material withdrawn
2723 | Non Moving Item | EMD | M8567525011 | Non Moving Item | SWITCH,CONTROL,6WAY,250VDC,10A,AREVA | NO | 3 | 1218.36 | ZSPR | 2019-04-06 |  | 2461
2261 | Non Moving Item | EMD | M6324171218 | Non Moving Item | BEARING,3200-158,ALIKRAFT,AK-400 | NO | 3 | 1206 | ZSPR | 2017-12-07 |  | 2946
2408 | Non Moving Item | EMD | M8320379606 | Non Moving Item | CAPACITOR,ELECTROLYTIC,10000MF,315VDC | NO | 20 | 1180 | ZSPR | 2019-08-07 |  | 2338 | critical spare
1967 | Non Moving Item | EMD | M8546386697 | Non Moving Item | FUSE LINK,500V,125A,3NA10,SIEMENS | NO | 1 | 1177 | ZSPR | 2020-12-30 |  | 1827 | material withdrawn
2397 | Non Moving Item | EMD | M8272253731 | Non Moving Item | INSUL MAT,SHEET,BAKELITE,5X8INX3MM,HYLAM | NO | 100 | 1167.93 | ZOTS | 2019-04-06 |  | 2461 | material withdrawn
1968 | Non Moving Item | EMD | M8547165109 | Non Moving Item | FUSE BASE,415VAC,250A | NO | 14 | 1116.5 | ZSPR |  | 2020-04-30 | 2071 | material withdrawn
2693 | Non Moving Item | EMD | M8558179607 | Non Moving Item | ISOLATOR,110VAC,630A,PANICKKER | NO | 1 | 1097 | ZSPR | 2019-01-16 |  | 2541 | Critical item
1982 | Non Moving Item | EMD | M8589330291 | Non Moving Item | SLOW CLOSING HANDLE,35212001553-003,BHEL | NO | 3 | 1078.53 | ZSPR | 2020-03-13 | 2020-08-27 | 1952 | critical spare
2707 | Non Moving Item | EMD | M8561431101 | Non Moving Item | CIRCUIT BREAKER,MINIATURE,24VDC,25A,2P | NO | 2 | 1062 | ZSPR | 2018-09-06 |  | 2673 | Critical item
2647 | Non Moving Item | EMD | M8546202854 | Non Moving Item | FUSE LINK: HRC,32A | NO | 3 | 1042.17 | ZSPR | 2018-12-31 |  | 2557
1966 | Non Moving Item | EMD | M8546346691 | Non Moving Item | FUSE LINK,HRC,500VAC/600VDC,100A | NO | 1 | 996 | ZSPR | 2020-12-30 |  | 1827 | material withdrawn
3146 | Non Moving Item | EMD | M9002200210 | Non Moving Item | RELAY,AUXILIARY,24VDC,1CO,JYOTI | NO | 1 | 995 | ZSPR | 2019-07-24 |  | 2352
2406 | Non Moving Item | EMD | M8281002072 | Non Moving Item | INSUL MAT,CLOTH,FG,7MIL | M | 40 | 951.16 | ZOTS | 2019-03-19 |  | 2479 | material withdrawn
2605 | Non Moving Item | EMD | M8544161074 | Non Moving Item | FUSE LINK,HRC,500VAC,63A | NO | 31 | 938.28 | ZSPR | 2019-03-19 |  | 2479 | material withdrawn
1916 | Non Moving Item | EMD | M8173229075 | Non Moving Item | CABLE LUG,REDUCER TERMINAL,AL,10MM2 | NO | 400 | 934.4 | ZOTH | 2020-06-25 | 2020-07-08 | 2002 | material withdrawn
2717 | Non Moving Item | EMD | M8567070849 | Non Moving Item | PUSH BUTTON ACTUATOR,TEKNIC,SWITCH GEAR | NO | 1 | 905 | ZSPR | 2019-07-24 |  | 2352
2718 | Non Moving Item | EMD | M8567109992 | Non Moving Item | PUSH BUTTON ACTUATOR,SWITCH GEAR | NO | 1 | 905 | ZSPR | 2019-07-24 |  | 2352
1965 | Non Moving Item | EMD | M8546267297 | Non Moving Item | FUSE LINK,HRC,40A,HN,SIZE 00 | NO | 24 | 871.96 | ZSPR | 2020-04-22 |  | 2079 | material withdrawn
2379 | Non Moving Item | EMD | M8209223112 | Non Moving Item | LAMP,LED,INDICATING,63.5VAC,1W,RED | NO | 10 | 860.69 | ZOTS | 2018-09-22 | 2019-10-29 | 2255 | material withdrawn
2885 | Non Moving Item | EMD | M8595503160 | Non Moving Item | SUPPORT INSULATOR,SWITCH | NO | 3 | 854.02 | ZSPR | 2019-01-16 |  | 2541
2265 | Non Moving Item | EMD | M6324171228 | Non Moving Item | GROOVE SNAP RING,3200 160,ALIKRAFT | NO | 6 | 821 | ZSPR | 2017-12-07 |  | 2946
2722 | Non Moving Item | EMD | M8567525002 | Non Moving Item | CONTROL SWITCH, TYPE : ODC, 12 WAY | NO | 2 | 812.24 | ZSPR | 2019-04-06 |  | 2461
2699 | Non Moving Item | EMD | M8561141446 | Non Moving Item | CIRCUIT BREAKER,MINIATURE,440VAC/50VDC | NO | 15 | 793.54 | ZSPR | 2019-04-08 |  | 2459
2582 | Non Moving Item | EMD | M8525382995 | Non Moving Item | RELAY,O/L,20-30A,OZ-A,HKS | NO | 4 | 780 | ZSPR | 2019-03-19 |  | 2479
1914 | Non Moving Item | EMD | M8173139110 | Non Moving Item | CABLE LUG,REDUCER TERMINAL,AL,2.5MM2 | NO | 400 | 779.2 | ZOTH | 2020-06-25 | 2020-07-08 | 2002 | material withdrawn
2431 | Non Moving Item | EMD | M8520409613 | Non Moving Item | AUX CONTACFOR,110VAC,2NO+2NC,TC | NO | 2 | 755 | ZSPR | 2018-06-18 |  | 2753
1907 | Non Moving Item | EMD | M8172301590 | Non Moving Item | CABLE LUG,TUBE TERMINAL,CU,25MM2 | NO | 100 | 747 | ZOTH | 2020-06-25 | 2020-07-27 | 1983 | material withdrawn
1919 | Non Moving Item | EMD | M8173359088 | Non Moving Item | CABLE LUG,REDUCER TERMINAL,AL,35MM2 | NO | 100 | 740 | ZOTH | 2020-06-25 | 2020-07-08 | 2002 | material withdrawn
1920 | Non Moving Item | EMD | M8173383139 | Non Moving Item | CABLE LUG,TUBE TERMINAL,AL,50MM2 | NO | 200 | 734 | ZOTH | 2020-03-16 | 2020-07-09 | 2001 | material withdrawn
2615 | Non Moving Item | EMD | M8544221093 | Non Moving Item | FUSE LINK,HRC,80KA,415V,20A | NO | 20 | 716.09 | ZSPR | 2019-04-08 |  | 2459 | material withdrawn
2399 | Non Moving Item | EMD | M8272253795 | Non Moving Item | INSUL MAT,SHEET,BAKELITE,5X5INX3MM | NO | 100 | 715.3 | ZOTS | 2019-04-06 |  | 2461 | material withdrawn
3143 | Non Moving Item | EMD | M9001416245 | Non Moving Item | RELAY,AUXILIARY,220VDC,FLUSH,AREVA | NO | 1 | 715.14 | ZSPR | 2019-04-05 |  | 2462
2700 | Non Moving Item | EMD | M8561413279 | Non Moving Item | CIRCUIT BREAKER,MINIATURE,240-250V,4A,2P | NO | 2 | 652 | ZSPR | 2019-08-07 | 2018-09-04 | 2675
2706 | Non Moving Item | EMD | M8561428273 | Non Moving Item | CIRCUIT BREAKER,MINIATURE,240/250VDC,20A | NO | 2 | 652 | ZSPR | 2019-08-07 | 2018-09-04 | 2675
2648 | Non Moving Item | EMD | M8546206096 | Non Moving Item | FUSE LINK,HRC,32A,TIS 32,EE | NO | 20 | 651.63 | ZSPR | 2019-04-06 |  | 2461
2719 | Non Moving Item | EMD | M8567130266 | Non Moving Item | PUSH BUTTON ACTUATOR,1NO+1NC,GRN,30.5MM | NO | 6 | 595.64 | ZOTH | 2019-04-08 |  | 2459
2404 | Non Moving Item | EMD | M8276370012 | Non Moving Item | SWITCH,MODULAR,240V,6A | NO | 2 | 550 | ZOTS | 2019-03-19 | 2019-09-06 | 2308 | material withdrawn
1906 | Non Moving Item | EMD | M8172235176 | Non Moving Item | CABLE LUG,TUBULAR IN-LINE,CU,35MM2 | NO | 50 | 536.3 | ZOTH | 2020-03-16 | 2020-07-27 | 1983 | material withdrawn
2642 | Non Moving Item | EMD | M8546126617 | Non Moving Item | FUSE LINK,HRC,10A,3NA10 | NO | 1 | 535 | ZSPR | 2019-08-08 |  | 2337
2645 | Non Moving Item | EMD | M8546166613 | Non Moving Item | FUSE LINK,HRC,20A,3NA10,SIEMENS | NO | 1 | 535 | ZSPR | 2019-08-08 |  | 2337
2696 | Non Moving Item | EMD | M8561101413 | Non Moving Item | MCB 1P 2A 10KA 5SL41027RC SIEMENS | NO | 1 | 531 | ZSPR | 2018-09-06 |  | 2673
2704 | Non Moving Item | EMD | M8561428103 | Non Moving Item | CIRCUIT BREAKER,MINIATURE,24VDC,20A,2P | NO | 1 | 531 | ZSPR | 2018-09-06 |  | 2673 | Critical item
2708 | Non Moving Item | EMD | M8561434100 | Non Moving Item | CIRCUIT BREAKER,MINIATURE,24VDC,32A,2P | NO | 1 | 531 | ZSPR | 2018-09-06 |  | 2673 | Critical item
2710 | Non Moving Item | EMD | M8561440259 | Non Moving Item | CIRCUIT BREAKER,MINIATURE,415VAC,50A | NO | 1 | 531 | ZSPR | 2018-09-06 |  | 2673
2711 | Non Moving Item | EMD | M8561442404 | Non Moving Item | CIRCUIT BREAKER,MINIATURE,440VAC,60A,2P | NO | 1 | 531 | ZSPR | 2018-09-06 |  | 2673
2712 | Non Moving Item | EMD | M8561470104 | Non Moving Item | CIRCUIT BREAKER,MINIATURE,24VDC,100A,2P | NO | 1 | 531 | ZSPR | 2018-09-06 |  | 2673 | Critical item
1897 | Non Moving Item | EMD | M8166115846 | Non Moving Item | JKIT,ST,H/S,1.1KV,3.5C,35MM2,AL | NO | 1 | 518 | ZOTH | 2020-01-16 | 2020-08-28 | 1951 | material withdrawn
1953 | Non Moving Item | EMD | M8345009508 | Non Moving Item | THYRISTOR,SCR,1600V,330A,176-F8320 | NO | 4 | 512 | ZSPR | 2019-10-01 | 2020-09-21 | 1927 | critical spare
2415 | Non Moving Item | EMD | M8390430010 | Non Moving Item | DIODE,FREEWHEELING BLKNG,25A,1200V | NO | 4 | 512 | ZSPR | 2019-10-01 |  | 2283 | critical spare
2262 | Non Moving Item | EMD | M6324171220 | Non Moving Item | BUSHING,3200-164,ALIKRAFT,AK-400 | NO | 2 | 477 | ZSPR | 2017-12-07 |  | 2946
2402 | Non Moving Item | EMD | M8275100058 | Non Moving Item | SWITCH,PIANO,230V,5A,1-WAY | NO | 2 | 472 | ZOTS | 2018-09-22 |  | 2657 | material withdrawn
2750 | Non Moving Item | EMD | M8568904862 | Non Moving Item | TERMINAL BLOCK,CSLT-1,ELMEX | NO | 1 | 468.9 | ZSPR | 2018-01-24 | 2019-05-30 | 2407
2666 | Non Moving Item | EMD | M8547171106 | Non Moving Item | FUSE BASE,415VAC,630A | NO | 2 | 460 | ZSPR | 2019-03-19 |  | 2479
1964 | Non Moving Item | EMD | M8546147919 | Non Moving Item | FUSE LINK,HRC,16A,3NWNS4,SIEMENS | NO | 1 | 453 | ZSPR | 2020-12-30 |  | 1827 | material withdrawn
1970 | Non Moving Item | EMD | M8561116152 | Non Moving Item | CIRCUIT BREAKER,MINIATURE,120-240VAC,6A | NO | 1 | 452 | ZSPR | 2020-12-30 |  | 1827 | material withdrawn
3179 | Non Moving Item | EMD | M9253206210 | Non Moving Item | FLTR CAPACITOR FUSE,CD3832S11HCSOOOO | NO | 2 | 448 | ZSPR | 2018-02-15 |  | 2876
2598 | Non Moving Item | EMD | M8544111097 | Non Moving Item | FUSE LINK,HRC,80KA,415V,16A | NO | 12 | 382.8 | ZSPR | 2019-03-19 |  | 2479 | Material Withdraw
3151 | Non Moving Item | EMD | M9002680007 | Non Moving Item | RELAY,DC SPLY SUP,VAA11YF8052AHCH,AREVA | NO | 1 | 360.58 | ZSPR | 2019-04-05 |  | 2462
2671 | Non Moving Item | EMD | M8547346995 | Non Moving Item | FUSE BASE,KIT KAT,100A,PORCELAIN | NO | 31 | 357.69 | ZSPR | 2019-03-19 |  | 2479
2709 | Non Moving Item | EMD | M8561437260 | Non Moving Item | CIRCUIT BREAKER,MINIATURE,220VDC,40A,2P | NO | 1 | 326 | ZSPR | 2019-08-07 |  | 2338
1921 | Non Moving Item | EMD | M8173461178 | Non Moving Item | CABLE LUG,TUBE TERMINAL,AL,8MM,95MM2 | NO | 50 | 313.33 | ZOTH | 2020-03-16 | 2020-07-27 | 1983 | material withdrawn
2593 | Non Moving Item | EMD | M8543182009 | Non Moving Item | FUSE LINK,CARTRIDGE,MICRO,1A,CYL | NO | 20 | 312 | ZSPR | 2019-04-08 |  | 2459
2640 | Non Moving Item | EMD | M8546023596 | Non Moving Item | FUSE LINK,HRC,2A,NT2,EE | NO | 63 | 252.03 | ZSPR | 2019-04-06 |  | 2461
2401 | Non Moving Item | EMD | M8275080372 | Non Moving Item | SOCKET,3-PIN,METAL CLAD,20A | NO | 1 | 249.64 | ZOTS | 2017-08-18 | 2018-02-08 | 2883 | material withdrawn
1971 | Non Moving Item | EMD | M8561194307 | Non Moving Item | CIRCUIT BREAKER,MINIATURE,415VAC,10A | NO | 1 | 212 | ZSPR | 2020-04-22 |  | 2079 | material withdrawn
2777 | Non Moving Item | EMD | M8570486046 | Non Moving Item | RESET SPRING,RSTS PG-3 0C,C&S,LT ACB | NO | 10 | 210 | ZSPR | 2019-04-06 |  | 2461
2614 | Non Moving Item | EMD | M8544221075 | Non Moving Item | FUSE LINK,HRC,500VAC,20A | NO | 9 | 202.41 | ZSPR | 2019-04-06 |  | 2461
2624 | Non Moving Item | EMD | M8544350915 | Non Moving Item | FUSE LINK,HT,3.6KV,250A,40KA | NO | 2 | 200 | ZSPR | 2018-09-22 |  | 2657 | critical spare
2378 | Non Moving Item | EMD | M8195415531 | Non Moving Item | HEAT SHRINK SLEEVE,1.1KV | M | 0.15 | 198.04 | ZOTH | 2019-04-08 |  | 2459 | material withdrawn
2667 | Non Moving Item | EMD | M8547315995 | Non Moving Item | FUSE BASE,415VAC,16A | NO | 38 | 181.16 | ZSPR | 2019-03-19 |  | 2479 | New declared Obsolete Material
2692 | Non Moving Item | EMD | M8558125035 | Non Moving Item | SWITCH,ON/OFF,16A,2P,16.2-501,JYOTI | NO | 2 | 169.4 | ZSPR | 2019-04-06 |  | 2461
2617 | Non Moving Item | EMD | M8544231074 | Non Moving Item | FUSE LINK,80KA,500V,35A | NO | 6 | 168.87 | ZSPR | 2019-04-08 |  | 2459
2407 | Non Moving Item | EMD | M8281055012 | Non Moving Item | INSUL MAT,SLEEVE,PVC,4MM | M | 550 | 146.16 | ZOTS | 2019-04-08 |  | 2459 | material withdrawn
2597 | Non Moving Item | EMD | M8544073638 | Non Moving Item | FUSE LINK,HRC,10A,3NWNS10 | NO | 1 | 140.05 | ZSPR | 2019-07-23 |  | 2353 | material withdrawn
2641 | Non Moving Item | EMD | M8546047912 | Non Moving Item | FUSE LINK: HRC,4A | NO | 1 | 140.05 | ZSPR | 2019-07-23 |  | 2353 | material withdrawn
3178 | Non Moving Item | EMD | M9253206040 | Non Moving Item | FILTER CHOKE 48V/100A | NO | 1 | 118 | ZSPR | 2019-08-08 |  | 2337
1928 | Non Moving Item | EMD | M8209123249 | Non Moving Item | LAMP,LED,INDICATING,24VDC,1W,WHITE | NO | 5 | 104.5 | ZOTS | 2020-09-24 |  | 1924 | material withdrawn
1930 | Non Moving Item | EMD | M8209326312 | Non Moving Item | LAMP,LED,INDICATING,240VAC,BLUE,25.5MM | NO | 5 | 104.5 | ZOTS | 2020-09-24 |  | 1924 | material withdrawn
1931 | Non Moving Item | EMD | M8209335716 | Non Moving Item | LAMP,LED,INDICATING,220VDC,1W,BLUE,35MM | NO | 5 | 104.5 | ZOTS | 2020-09-24 | 2020-07-09 | 2001 | material withdrawn
1932 | Non Moving Item | EMD | M8209523210 | Non Moving Item | LAMP,LED,INDICATING,110VAC,1W,22.5MM | NO | 5 | 104.5 | ZOTS | 2020-09-24 |  | 1924 | material withdrawn
1933 | Non Moving Item | EMD | M8209628212 | Non Moving Item | LAMP,LED,INDICATING,110VAC,1W,YELLOW | NO | 5 | 104.5 | ZOTS | 2020-09-24 |  | 1924 | material withdrawn
2872 | Non Moving Item | EMD | M8591919987 | Non Moving Item | FUSE LINK,HV,HT,3.3KV,200A | NO | 1 | 101 | ZSPR | 2018-09-22 |  | 2657 | critical spare
2873 | Non Moving Item | EMD | M8591919996 | Non Moving Item | FUSE LINK,HT,40KA,3.3-3.6KV,160A | NO | 1 | 101 | ZSPR | 2018-09-22 |  | 2657 | critical spare
1918 | Non Moving Item | EMD | M8173308080 | Non Moving Item | CABLE LUG,TUBE TERMINAL,AL,25MM2 | NO | 50 | 95 | ZOTH | 2020-03-16 | 2020-07-09 | 2001 | material withdrawn
2607 | Non Moving Item | EMD | M8544170919 | Non Moving Item | FUSE LINK,HRC,HV,3.6KV,100A | NO | 1 | 89.9 | ZSPR | 2018-09-22 |  | 2657
2779 | Non Moving Item | EMD | M8570486064 | Non Moving Item | INERTIA LATCH SPRING,INLCHSPG-30C,C&S | NO | 6 | 58.5 | ZSPR | 2019-04-06 |  | 2461
2665 | Non Moving Item | EMD | M8547146104 | Non Moving Item | FUSE BASE,500V,100A,3NH3 021,SIEMENS | NO | 1 | 51 | ZSPR | 2019-04-06 |  | 2461
2778 | Non Moving Item | EMD | M8570486055 | Non Moving Item | INDICATOR SPRING,IN DSPG-30B,C&S,LT ACB | NO | 5 | 32.5 | ZSPR | 2019-04-06 |  | 2461
2630 | Non Moving Item | EMD | M8544400175 | Non Moving Item | FUSE LINK,HRC,400A,CDFL2,C&S | NO | 1 | 19.54 | ZSPR | 2019-06-07 |  | 2399 | Material Withdraw
3193 | Non Moving Item | EMD | M9290090004 | Non Moving Item | STAND INSULATOR,BATTERY | NO | 15 | 18 | ZSPR | 2019-12-03 |  | 2220
3195 | Non Moving Item | EMD | M9290202002 | Non Moving Item | STAND INSULATOR,BATTERY | NO | 5 | 6 | ZSPR | 2019-12-03 |  | 2220
3204 | Non Moving Item | EMD | M9290312008 | Non Moving Item | STAND INSULATOR,AMCO,BATTERY | NO | 5 | 6 | ZSPR | 2019-12-03 |  | 2220
2780 | Non Moving Item | EMD | M8570486073 | Non Moving Item | OPENING SPRING,C&S,LT ACB | NO | 6 | 6 | ZSPR | 2019-04-06 |  | 2461
2732 | Non Moving Item | EMD | M8567525145 | Non Moving Item | SWITCH,CONTROL,220VDC,16A,AREVA | NO | 2 | 2 | ZSPR | 2019-04-06 |  | 2461
2361 | Non Moving Item | EMD | M8189030034 | Non Moving Item | CANTILEVER ARM,750MM | NO | 1782 | 2 | ZOTH | 2019-09-04 |  | 2310 | critical spare
2362 | Non Moving Item | EMD | M8189030168 | Non Moving Item | CANTILEVER ARM,600MM | NO | 5491 | 1.96 | ZOTH | 2019-09-04 |  | 2310 | critical spare
2360 | Non Moving Item | EMD | M8189030016 | Non Moving Item | CANTILEVER ARM,300MM | NO | 2449 | 0.47 | ZOTH | 2019-09-04 |  | 2310 | critical spare
2359 | Non Moving Item | EMD | M8188010051 | Non Moving Item | CABLE TRAY,PERFORATED,150MM | M | 4000 | 0.31 | ZOTH | 2019-09-04 |  | 2310 | critical spare
2302 | Non Moving Item | EMD | M7045901009 | Non Moving Item | GASKET,282/299,PERKINS,4016-61 TRG 2 | NO | 8 | 0.16 | ZSPR | 2017-06-30 |  | 3106 | Critical item
2295 | Non Moving Item | EMD | M7045901002 | Non Moving Item | GASKET-ROCKER BOX | NO | 16 | 0.16 | ZSPR | 2017-06-30 |  | 3106 | Critical item
2297 | Non Moving Item | EMD | M7045901004 | Non Moving Item | GASKET | NO | 16 | 0.16 | ZSPR | 2017-06-30 |  | 3106 | Critical item
2298 | Non Moving Item | EMD | M7045901005 | Non Moving Item | GASKET-IND MANIFOLD | NO | 16 | 0.16 | ZSPR | 2017-06-30 |  | 3106 | Critical item
2299 | Non Moving Item | EMD | M7045901006 | Non Moving Item | GASKET-EXHAUST MANIFOLD | NO | 16 | 0.16 | ZSPR | 2017-06-30 |  | 3106 | Critical item
2310 | Non Moving Item | EMD | M7045901020 | Non Moving Item | SEAL INJECTOR O-RING,Y03/00034,PERKINS | NO | 12 | 0.12 | ZSPR | 2017-06-30 |  | 3106 | Critical item
2824 | Non Moving Item | EMD | M8581200044 | Non Moving Item | GAS CYLINDER,HYUNDAI,CB,245KV | NO | 10 | 0.1 | ZSPR | 2019-01-31 | 2019-02-12 | 2514
2651 | Non Moving Item | EMD | M8546289343 | Non Moving Item | FUSE LINK,HRC,50A | NO | 9 | 0.09 | ZSPR | 2019-01-09 | 2019-01-09 | 2548 | Material Withdraw
2599 | Non Moving Item | EMD | M8544120002 | Non Moving Item | FUSE LINK,HRC,80KA,500VAC,25A | NO | 6 | 0.06 | ZSPR | 2018-12-31 |  | 2557 | Material Withdraw
2414 | Non Moving Item | EMD | M8360987704 | Non Moving Item | DIODE,BLOCKING,100A,1600V | NO | 5 | 0.05 | ZSPR | 2018-12-31 | 2019-07-02 | 2374 | critical spare
3180 | Non Moving Item | EMD | M9253242005 | Non Moving Item | UV/OV CUT-OFF CARD,DUBAS,BATTERY CHARGER | NO | 5 | 0.05 | ZSPR | 2018-12-31 |  | 2557
3181 | Non Moving Item | EMD | M9253242006 | Non Moving Item | HFT CARD,DUBAS,BATTERY CHARGER | NO | 5 | 0.05 | ZSPR | 2018-12-31 |  | 2557
3182 | Non Moving Item | EMD | M9253242007 | Non Moving Item | FUSE FAIL SENSE CARD,DUBAS | NO | 5 | 0.05 | ZSPR | 2018-12-31 |  | 2557
3183 | Non Moving Item | EMD | M9253242009 | Non Moving Item | CONTROL FUSE CARD,DUBAS,BATTERY CHARGER | NO | 5 | 0.05 | ZSPR | 2018-12-31 |  | 2557
3184 | Non Moving Item | EMD | M9253242023 | Non Moving Item | DC-DC CARD,DUBAS,BATTERY CHARGER | NO | 5 | 0.05 | ZSPR | 2018-12-31 |  | 2557
3185 | Non Moving Item | EMD | M9253242024 | Non Moving Item | AC TO DC CARD,DUBAS,BATTERY CHARGER | NO | 5 | 0.05 | ZSPR | 2018-12-31 |  | 2557
2300 | Non Moving Item | EMD | M7045901007 | Non Moving Item | GASKET-TURBO CHARGER | NO | 4 | 0.04 | ZSPR | 2017-06-30 |  | 3106 | Critical item
2998 | Non Moving Item | EMD | M8731307306 | Non Moving Item | TRANSFORMER 1PH 456V/18V 5VA | NO | 4 | 0.04 | ZSPR | 2018-12-31 | 2019-12-17 | 2206
2999 | Non Moving Item | EMD | M8731307315 | Non Moving Item | XFMR,CTRL,0-415V,0-16/6-0-6V,5VA | NO | 4 | 0.04 | ZSPR | 2018-12-31 | 2019-12-17 | 2206
3000 | Non Moving Item | EMD | M8731307333 | Non Moving Item | XFMR,CTRL,0-415V,0-6V,5VA | NO | 4 | 0.04 | ZSPR | 2018-12-31 | 2019-12-17 | 2206
2413 | Non Moving Item | EMD | M8360985805 | Non Moving Item | DIODE,BLOCKING,260A,1600V,SKKD260/16 | NO | 3 | 0.03 | ZSPR | 2018-12-31 |  | 2557 | critical spare
2611 | Non Moving Item | EMD | M8544201253 | Non Moving Item | FUSE LINK,HRC,HBC,80KA,415VAC,125A | NO | 3 | 0.03 | ZSPR | 2018-12-31 |  | 2557
2619 | Non Moving Item | EMD | M8544301001 | Non Moving Item | FUSE LINK,HRC,415V,200A | NO | 3 | 0.03 | ZSPR | 2018-12-31 |  | 2557 | material withdrawn
2626 | Non Moving Item | EMD | M8544351626 | Non Moving Item | FUSE LINK,SEMI CONDUCTOR,250A | NO | 3 | 0.03 | ZSPR | 2018-12-31 |  | 2557
2654 | Non Moving Item | EMD | M8546383874 | Non Moving Item | FUSE LINK,HRC,125A,TSF-125 | NO | 3 | 0.03 | ZSPR | 2018-12-31 |  | 2557
2655 | Non Moving Item | EMD | M8546400135 | Non Moving Item | FUSE LINK,HRC,SEMI CONDUCTOR,690VAC,160A | NO | 3 | 0.03 | ZSPR | 2018-12-31 |  | 2557
2996 | Non Moving Item | EMD | M8731300095 | Non Moving Item | CONTROL XYMR:100VA, 440/230VAC | NO | 3 | 0.03 | ZSPR | 2018-12-31 | 2019-06-21 | 2385
3214 |  | IT | M9630100836 |  | SWITCH,N/W,16,230VAC,DES-1016D,D-LINK | NO | 5 | 94006.67 | ZSPR | 2019-01-25 | 2020-07-18 | 1992
3215 |  | IT | M9795002150 |  | GRAPHIC CARD,2GB,F/PC&LAPTOP | NO | 1 | 24541.5 | ZSPR | 2018-07-31 | 2020-07-16 | 1994
3216 | Non Moving Item | IT | M9607420316 | Non Moving Item | GSM MODEM,STD | NO | 2 | 8588 | ZSPR | 2018-07-31 |  | 2710
3217 | Non Moving Item | IT | M9607420352 | Non Moving Item | GSM MODEM,MATRIX,INTERNET | NO | 1 | 5000 | ZSPR | 2018-01-24 |  | 2898
3218 | Non Moving Item | IT | M9611150021 | Non Moving Item | DIGITAL BOARD,BYTES | NO | 1 | 1040 | ZSPR | 2019-08-07 |  | 2338
3219 | Non Moving Item | IT | M9611150827 | Non Moving Item | INPUT CONTROL CARD,LBD-8921,BOSCH | NO | 1 | 1040 | ZSPR | 2019-08-07 |  | 2338
3220 | Non Moving Item | IT | M9611156001 | Non Moving Item | DIGITAL BOARD,BYTES | NO | 1 | 1040 | ZSPR | 2019-08-07 |  | 2338
3221 | Non Moving Item | IT | M9630051730 | Non Moving Item | SWITCH,N/W,8PORT,ICX6430-C12,BROCADE | NO | 2 | 8588 | ZSPR | 2019-08-07 |  | 2338 | Critical item
3222 | Non Moving Item | IT | M9630051749 | Non Moving Item | NETWORK FIREWALL,FORTINET-100D | NO | 2 | 11845 | ZSPR | 2019-08-07 |  | 2338 | Critical item
3223 | Non Moving Item | IT | M9635990182 | Non Moving Item | ST TO LC MULTIMODE FIBER DUPLEX PATCH CO | NO | 2 | 149 | ZOTS | 2019-08-07 |  | 2338
3224 | Non Moving Item | IT | M9640050091 | Non Moving Item | FIBER PATCH PANEL: 04 PAIR | NO | 1 | 17700 | ZSPR | 2019-01-25 |  | 2532
3225 | Non Moving Item | IT | M9640121298 | Non Moving Item | CABLE,NWK,PATCH CORD,CU | NO | 5 | 1500 | ZSPR | 2018-01-24 |  | 2898
3226 | Non Moving Item | IT | M9640220016 | Non Moving Item | LINE INTERFACE UNIT,MM/SM,6,SCHNEIDER | NO | 1 | 2500 | ZSPR | 2018-01-24 |  | 2898
3227 | Non Moving Item | IT | M9640370708 | Non Moving Item | CABLE,NWK,LX-SC PATCH CORD,FIBER OPTIC | NO | 3 | 5310 | ZOTS | 2019-01-25 |  | 2532
3228 | Non Moving Item | IT | M9640451144 | Non Moving Item | RJ JACK PANEL,RJ-45 CONNECTOR,24 | NO | 2 | 8588 | ZSPR | 2019-08-07 |  | 2338
3229 | Non Moving Item | IT | M9685180519 | Non Moving Item | SWITCH,N/W,24PORT,SFP | NO | 2 | 17176 | ZSPR | 2019-08-07 |  | 2338 | Critical item
3230 | Non Moving Item | IT | M9720032007 | Non Moving Item | MONITOR,TFT,10.4IN | NO | 2 | 92100 | ZSPR | 2018-12-22 |  | 2566
3231 |  | MM Common | M0168109140 |  | BAR,CIRCULAR,CS,BS970-EN24,140MM | KG | 503 | 33606.27 | ZOTH | 2019-12-07 | 2020-05-31 | 2040
3232 |  | MM Common | M0171110647 |  | BAR,CIRCULAR,SS,AISI304,16X650MM | KG | 120 | 22604.95 | ZOTH |  | 2020-05-31 | 2040
3233 |  | MM Common | M0517620209 |  | CORD,NBR,IS11149,2MM | M | 40 | 377.4 | ZOTS | 2018-06-27 | 2020-09-25 | 1923
3234 |  | MM Common | M1117120102 |  | GEAR OIL,INDUSTRIAL,ALPHA SP320 | L | 210 | 42083 | ZO&L | 2019-10-28 | 2020-12-08 | 1849
3235 |  | MM Common | M1504130749 |  | BOLT,HEX,MS,IS1363-4.6,BLK,BSW,1/4IN,3IN | KG | 20.4 | 149.01 | ZOTS |  | 2020-06-30 | 2010
3236 |  | MM Common | M1508132109 |  | BOLT,HEX,MS,BSW,FT,1/2IN,4IN | KG | 19 | 671.84 | ZOTS |  | 2020-06-30 | 2010
3237 |  | MM Common | M1514134306 |  | SCREW,HEX,HTS,IS1364-8.8,BSW,BLK,1IN,5IN | NO | 5 | 391.69 | ZOTS |  | 2020-08-11 | 1968
3238 |  | MM Common | M1516442704 |  | NUT,HEX: HTS,IS1364-10.9,MC,M27 | NO | 389 | 7527.4 | ZOTS |  | 2020-06-30 | 2010
3239 |  | MM Common | M1518441503 |  | SCREW,HEX,IS2269-12.9,MC,6MM,25MM | NO | 79 | 174.26 | ZOTS |  | 2020-06-30 | 2010
3240 |  | MM Common | M1779211002 |  | TEE,THD-M,BRS,10MM | NO | 7 | 982.92 | ZOTH |  | 2020-03-12 | 2120
3241 | Non Moving Item | MM Common | M1902601000 | Non Moving Item | BEARING,BALL,RADIAL CONTACT,6010 | NO | 87 | 22653.92 | ZSPR | 2019-04-08 |  | 2459
3242 | Non Moving Item | MM Common | M1902620000 | Non Moving Item | BEARING,BALL,RADIAL CONTACT,6200 | NO | 12 | 774.9 | ZSPR | 2019-04-08 |  | 2459
3243 | Non Moving Item | MM Common | M1902622100 | Non Moving Item | BEARING,BALL,RADIAL CONTACT,6221 | NO | 14 | 62978.28 | ZSPR | 2019-04-08 |  | 2459
3244 | Non Moving Item | MM Common | M1902630200 | Non Moving Item | BEARING,BALL,RADIAL CONTACT,6302 | NO | 26 | 2584.69 | ZSPR | 2019-04-08 |  | 2459
3245 | Non Moving Item | MM Common | M1902630284 | Non Moving Item | BEARING,BALL,RADIAL CONTACT,6302 Z | NO | 21 | 1758.74 | ZSPR | 2019-04-08 |  | 2459
3246 | Non Moving Item | MM Common | M1902630373 | Non Moving Item | BEARING,BALL,RADIAL CONTACT,6303 2Z | NO | 132 | 16696.01 | ZSPR | 2019-04-10 |  | 2457
3247 | Non Moving Item | MM Common | M1902630484 | Non Moving Item | BEARING,BALL,RADIAL CONTACT,6304 Z | NO | 9 | 1136.61 | ZSPR |  | 2019-08-05 | 2340
3248 | Non Moving Item | MM Common | M1910721500 | Non Moving Item | BEARING,BALL,ANGULAR CONTACT,7215 | NO | 25 | 15127.84 | ZSPR | 2019-04-08 |  | 2459
3249 | Non Moving Item | MM Common | M1910721815 | Non Moving Item | BEARING,BALL,ANGULAR CONTACT,7218-B | NO | 40 | 11812.68 | ZSPR | 2019-04-08 |  | 2459
3250 | Non Moving Item | MM Common | M1910730601 | Non Moving Item | BALL BEARING-ANGULAR CONTACT-7306 | NO | 2 | 1110 | ZSPR |  | 2019-05-31 | 2406
3251 | Non Moving Item | MM Common | M1910731715 | Non Moving Item | BEARING,BALL,ANGULAR CONTACT,7317-B | NO | 2 | 10939.05 | ZSPR | 2019-04-08 |  | 2459
3252 | Non Moving Item | MM Common | M1910923482 | Non Moving Item | BRG WITH SPLIT RACES SKF QJ-311N2MA/C2L | NO | 11 | 148295.59 | ZSPR | 2019-04-08 |  | 2459
3253 | Non Moving Item | MM Common | M1915230800 | Non Moving Item | BEARING,BALL,SELF ALIGNING,2308 | NO | 19 | 2300.65 | ZSPR | 2019-04-08 |  | 2459
3254 | Non Moving Item | MM Common | M1915230854 | Non Moving Item | BEARING,BALL,SELF ALIGNING,2308-KC3 | NO | 4 | 4466 | ZSPR | 2019-04-08 |  | 2459
3255 | Non Moving Item | MM Common | M1917222612 | Non Moving Item | BEARING,ROLLER,SPHERICAL,22226-C | NO | 50 | 495212 | ZSPR | 2019-07-23 |  | 2353
3256 | Non Moving Item | MM Common | M1917231557 | Non Moving Item | BEARING,ROLLER,SPHERICAL,22315-EK | NO | 2 | 11210 | ZSPR | 2019-12-31 |  | 2192
3257 | Non Moving Item | MM Common | M1917232851 | Non Moving Item | BEARING,ROLLER,SPHERICAL,22328-MBC3 | NO | 2 | 81393.28 | ZSPR | 2018-09-03 |  | 2676 | Critical item
3258 | Non Moving Item | MM Common | M1917233400N | Non Moving Item | BEARING,RLR,SPHERICAL,22334 EJW33,170MM | NO | 3 | 179605 | ZSPR | 2019-11-21 |  | 2232
3259 | Non Moving Item | MM Common | M1917234000 | Non Moving Item | BRG,RLR: SPHERICAL,22340 | NO | 4 | 288668.56 | ZSPR | 2018-09-22 |  | 2657 | Critical item
3260 | Non Moving Item | MM Common | M1917304800N | Non Moving Item | BEARING 23048 | NO | 2 | 80629 | ZSPR | 2019-10-28 |  | 2256
3261 | Non Moving Item | MM Common | M1917309210 | Non Moving Item | BRG,RLR: SELF ALIGNING,23092-CAW33 | NO | 3 | 868695 | ZSPR | 2018-09-12 |  | 2667 | Critical item
3262 | Non Moving Item | MM Common | M1917313830 | Non Moving Item | BEARING 23138 CC/W33 | NO | 2 | 68145 | ZSPR | 2019-07-11 |  | 2365
3263 | Non Moving Item | MM Common | M1917316022 | Non Moving Item | BEARING NO.23160 CAC | NO | 4 | 448442.88 | ZSPR | 2019-11-21 |  | 2232
3264 | Non Moving Item | MM Common | M1917394812 | Non Moving Item | BEARING,ROLLER,SPHERICAL,23948-C | NO | 2 | 94098 | ZSPR | 2019-07-23 |  | 2353
3265 | Non Moving Item | MM Common | M1920631220 | Non Moving Item | BEARING,ROLLER,CYLINDRICAL,N312-EC | NO | 6 | 2164.32 | ZSPR | 2019-04-08 |  | 2459
3266 | Non Moving Item | MM Common | M1920880900 | Non Moving Item | BEARING,ROLLER,CYLINDRICAL,NUP2309 | NO | 2 | 29242.36 | ZSPR | 2018-07-06 |  | 2735
3267 | Non Moving Item | MM Common | M1940009020 | Non Moving Item | BEARING,PLAIN,RADIAL SPHERICAL,GE90-ES+ | NO | 1 | 1180 | ZSPR | 2018-09-22 |  | 2657
3268 | Non Moving Item | MM Common | M1955302101 | Non Moving Item | BEARING,ROLLER,TAPER,30221-A | NO | 11 | 12153.13 | ZSPR | 2019-04-08 |  | 2459
3269 | Non Moving Item | MM Common | M1955320600 | Non Moving Item | BEARING,ROLLER,TAPER,32206 | NO | 8 | 60189.76 | ZSPR | 2019-06-07 |  | 2399
3270 | Non Moving Item | MM Common | M1955341400 | Non Moving Item | BEARING,ROLLER,TAPER,30314 | NO | 8 | 73931.76 | ZSPR | 2019-06-07 |  | 2399
3271 | Non Moving Item | MM Common | M1955350900 | Non Moving Item | BEARING,ROLLER,TAPER,31309 | NO | 6 | 60572.76 | ZSPR | 2019-06-07 |  | 2399
3272 | Non Moving Item | MM Common | M1955352000 | Non Moving Item | BEARING,ROLLER,TAPER,31320 | NO | 2 | 42546 | ZSPR | 2019-11-21 |  | 2232
3273 | Non Moving Item | MM Common | M1955352600 | Non Moving Item | BEARING,RLR,TAPERED,SINGLE,31326,130MM | NO | 3 | 131787.05 | ZSPR | 2018-09-03 |  | 2676 | Critical item
3274 | Non Moving Item | MM Common | M1955353015 | Non Moving Item | BEARING,ROLLER,TAPER,31330-C | NO | 3 | 229747.28 | ZSPR | 2018-09-22 |  | 2657 | Critical item
3275 | Non Moving Item | MM Common | M1981170400 | Non Moving Item | BEARING,ROLLER,SPHERICAL,23064 | NO | 1 | 88500 | ZSPR | 2018-09-22 |  | 2657 | Critical item
3276 | Non Moving Item | MM Common | M1981170600 | Non Moving Item | BRG HSG COMP ASSY,ELECON,23076 | NO | 1 | 88500 | ZSPR | 2018-09-22 |  | 2657 | Critical item
3277 | Non Moving Item | MM Common | M2025135372 | Non Moving Item | V-BELT: GENRL-B-17X11MM,BELT REFNO-130 | NO | 15 | 3220.9 | ZSPR | 2019-06-22 |  | 2384
3278 | Non Moving Item | MM Common | M2026175362 | Non Moving Item | V-BELT:IS:14261:SPC:3350MM | NO | 24 | 9684.98 | ZSPR | 2019-07-11 |  | 2365
3279 | Non Moving Item | MM Common | M2041279001 | Non Moving Item | INPUT SHAFT,FLUIDOMAT,COUPLING,SC-12 | NO | 1 | 208783 | ZSPR | 2019-04-22 |  | 2445
3280 | Non Moving Item | MM Common | M2041279002 | Non Moving Item | O/P SHAFT,FLUIDOMAT,COUPLING,SC-12 | NO | 1 | 326188 | ZSPR | 2019-04-22 |  | 2445
3281 | Non Moving Item | MM Common | M2052061034 | Non Moving Item | HELICAL PINION,BHEL,KMP400 | NO | 1 | 200754 | ZSPR | 2018-10-04 |  | 2645
3282 | Non Moving Item | MM Common | M2052203915 | Non Moving Item | I/P OIL SEAL,ELECON,GEAR BOX,KCN450,18:1 | NO | 1 | 86901.5 | ZSPR | 2018-09-22 |  | 2657
3283 | Non Moving Item | MM Common | M2052203916 | Non Moving Item | OIL SEAL OUTPUT,ELECON,GEAR BOX,KCN450 | NO | 1 | 86901.5 | ZSPR | 2018-09-11 |  | 2668
3284 | Non Moving Item | MM Common | M2052203944 | Non Moving Item | HOLD BACK,ELECON,GEAR BOX,KCN450 | NO | 4 | 1054642 | ZSPR | 2018-09-04 |  | 2675 | Critical item
3285 | Non Moving Item | MM Common | M2052224403 | Non Moving Item | I/P PINION,ELECON,GEAR BOX,KCN630,25:1 | NO | 1 | 869018.5 | ZSPR | 2018-09-12 |  | 2667
3286 | Non Moving Item | MM Common | M2052224437 | Non Moving Item | COOLING FAN,ELECON,KCN-630 | NO | 2 | 88341.3 | ZSPR | 2018-09-07 |  | 2672
3287 | Non Moving Item | MM Common | M2052224438 | Non Moving Item | HOLD BACK,ELECON,GEAR BOX,KCN-630 | NO | 2 | 527321.2 | ZSPR | 2018-09-11 |  | 2668 | Critical item
3288 | Non Moving Item | MM Common | M2052226801 | Non Moving Item | I/P SHAFT W/PINION,ELECON,K2HN 25,20:1 | NO | 1 | 869018.5 | ZSPR | 2018-09-11 |  | 2668
3289 | Non Moving Item | MM Common | M3192596016 | Non Moving Item | KEY,FLOWMORE,M5922,125 X 100 | NO | 2 | 7871.79 | ZSPR | 2019-04-26 |  | 2441
3290 | Non Moving Item | MM Common | M3192716007 | Non Moving Item | SHAFT SLEEVE,CSDSALE1200123510/7 | NO | 1 | 52693.66 | ZSPR | 2019-04-23 |  | 2444
3291 | Non Moving Item | MM Common | M3192836414 | Non Moving Item | WATER SLINGER,FLOWMORE,PUMP,5625-80X50 | NO | 2 | 11266.19 | ZSPR | 2019-04-26 |  | 2441
3292 | Non Moving Item | MM Common | M3192836433 | Non Moving Item | STUFFING BOX BUSH,5625:80X50 | NO | 1 | 31533.98 | ZSPR | 2019-04-26 |  | 2441
3293 | Non Moving Item | MM Common | M3192986004 | Non Moving Item | SAND CAP,4,FLOWMORE | NO | 1 | 34362.96 | ZSPR | 2019-04-26 |  | 2441
3294 | Non Moving Item | MM Common | M3799068611 | Non Moving Item | GASKET,18,BHEL,VALVE,14IN,CL150,BW,GO | NO | 2 | 1703.4 | ZSPR | 2018-08-31 |  | 2679 | Critical item
3295 | Non Moving Item | MM Common | M3799068700 | Non Moving Item | VALVE ASSY,BHEL | NO | 1 | 90665 | ZSPR | 2018-09-05 |  | 2674 | Critical item
3296 | Non Moving Item | MM Common | M3799068710 | Non Moving Item | PACKING,27,BHEL,VALVE | NO | 14 | 1040.4 | ZSPR | 2018-08-31 |  | 2679 | Critical item
3297 | Non Moving Item | MM Common | M3799069010 | Non Moving Item | PACKING,27,BHEL,VALVE | NO | 7 | 867 | ZSPR | 2018-08-31 |  | 2679 | Critical item
3298 | Non Moving Item | MM Common | M3799069113 | Non Moving Item | 4"-C1500/1500SPL-GV-BW-HW-WCC:GASKET: | SET | 2 | 1040.4 | ZSPR | 2018-09-04 |  | 2675 | Critical item
3299 | Non Moving Item | MM Common | M3799069114 | Non Moving Item | PACKING,30,BHEL,VALVE | SET | 4 | 224.4 | ZSPR | 2018-09-04 |  | 2675 | Critical item
3300 | Non Moving Item | MM Common | M3799069214 | Non Moving Item | GASKET,29,BHEL,VALVE,6IN,CL1500/1500SPL | NO | 16 | 6405.6 | ZSPR | 2018-09-04 |  | 2675 | Critical item
3301 | Non Moving Item | MM Common | M3799069215 | Non Moving Item | PACKING,30,BHEL,VALVE | NO | 13 | 663 | ZSPR | 2018-09-04 | 2019-06-11 | 2395
3302 | Non Moving Item | MM Common | M3799069816 | Non Moving Item | PACKING,30,BHEL,VALVE | SET | 32 | 4080 | ZSPR | 2018-09-04 |  | 2675 | Critical item
3303 | Non Moving Item | MM Common | M3799100400 | Non Moving Item | DIAPHRAGM VALVE ASSY,CRANE PROCESS,65MM | NO | 1 | 23800.38 | ZSPR | 2019-04-24 |  | 2443
3304 | Non Moving Item | MM Common | M3799100500 | Non Moving Item | DIAPHRAGM VALVE ASSY,CPFT,80MM | NO | 1 | 23800.38 | ZSPR | 2019-05-23 |  | 2414
3305 | Non Moving Item | MM Common | M3799990500 | Non Moving Item | FLAP VALVE ASSY,BHEL,3IN,CL150,BW,WCB | NO | 3 | 27315.6 | ZSPR | 2018-07-24 |  | 2717 | Critical item
3306 | Non Moving Item | MM Common | M3806906001 | Non Moving Item | BENT TUBE TB 01,3-06-400-09488,BHEL | NO | 10 | 63380 | ZSPR | 2019-01-08 |  | 2549 | Critical item
3307 | Non Moving Item | MM Common | M3806906002 | Non Moving Item | BENT TUBE TB 02,3-06-400-09304,BHEL | NO | 10 | 99040 | ZSPR | 2019-01-11 |  | 2546
3308 | Non Moving Item | MM Common | M3806906004 | Non Moving Item | BENT TUBE TB 04,3-06-400-09306,BHEL | NO | 10 | 106730 | ZSPR | 2018-10-29 |  | 2620
3309 | Non Moving Item | MM Common | M3806906105 | Non Moving Item | BENT TUBE TB 01,3-06-400-09204&42,BHEL | NO | 10 | 64586.58 | ZSPR | 2019-01-11 |  | 2546 | Critical item
3310 | Non Moving Item | MM Common | M3806906106 | Non Moving Item | BENT TUBE TB 02,3-06-400-09205&42,BHEL | NO | 10 | 98790 | ZSPR | 2019-01-11 |  | 2546
3311 | Non Moving Item | MM Common | M3806906107 | Non Moving Item | BENT TUBE TB 03,3-06-400-09206&42,BHEL | NO | 10 | 104230 | ZSPR | 2019-01-11 |  | 2546
3312 | Non Moving Item | MM Common | M3806906108 | Non Moving Item | BENT TUBE TB 04,3-06-400-09207&42,BHEL | NO | 10 | 106670 | ZSPR | 2019-01-11 |  | 2546
3313 | Non Moving Item | MM Common | M3850102010 | Non Moving Item | 47 TOOTH PINION,12170126/24,APH GEARBOX | NO | 1 | 72707 | ZSPR | 2019-02-07 |  | 2519 | Critical item
3314 | Non Moving Item | MM Common | M3854900201 | Non Moving Item | SNAP RING,1-55-328-01871&2,BHEL/TLT | NO | 128 | 7077.12 | ZSPR | 2018-03-23 |  | 2840 | Critical item
3315 | Non Moving Item | MM Common | M3854900203 | Non Moving Item | SECURING RING,1-55-328-01871&6,BHEL/TLT | NO | 128 | 2526576.23 | ZSPR | 2018-03-23 |  | 2840 | Critical item
3316 | Non Moving Item | MM Common | M3854900208 | Non Moving Item | SCREW CAP SOC HD,1-55-328-01871&10 | NO | 96 | 7877503.41 | ZSPR | 2018-03-24 |  | 2839 | Critical item
3317 | Non Moving Item | MM Common | M3854900225 | Non Moving Item | SHAFT BUSHING,1-55-328-01871&27,BHEL | NO | 128 | 375093.76 | ZSPR | 2018-03-23 |  | 2840 | Critical item
3318 | Non Moving Item | MM Common | M3854900227 | Non Moving Item | RETAINING RING FK7,1-55-328-1871&29 | NO | 128 | 24770.56 | ZSPR | 2018-03-24 |  | 2839 | Critical item
3319 | Non Moving Item | MM Common | M3855900308 | Non Moving Item | BEARING BUSH ROD,1-55-216-01848&14 | NO | 64 | 465984 | ZSPR | 2019-02-27 |  | 2499
3320 | Non Moving Item | MM Common | M3855900309 | Non Moving Item | BLADE SHAFT BUSHING,1-55-216-01848&27 | NO | 64 | 84724.48 | ZSPR | 2018-03-23 |  | 2840 | Critical item
3321 | Non Moving Item | MM Common | M3855900310 | Non Moving Item | SNAP RING 49,1-55-216-01848&02,BHEL/TLT | NO | 64 | 5930.88 | ZSPR | 2018-03-23 |  | 2840 | Critical item
3322 | Non Moving Item | MM Common | M3855900311 | Non Moving Item | SECURING RING,1-55-216-01848&06,BHEL/TLT | NO | 64 | 3388.8 | ZSPR | 2018-03-23 |  | 2840 | Critical item
3323 | Non Moving Item | MM Common | M5505106001 | Non Moving Item | PULLEY,60MM,400MM,500MM,650MM | NO | 2 | 22818.8 | ZSPR | 2018-09-07 |  | 2672 | Critical item
3324 | Non Moving Item | MM Common | M5505206053 | Non Moving Item | 1000:PULLEY-DXL400X1150 SHAFT D75 | NO | 2 | 22420 | ZSPR | 2018-09-07 |  | 2672 | Critical item
3325 | Non Moving Item | MM Common | M5738136080 | Non Moving Item | EXPANSION JOINT ASSY,SRM/KBL/NTPC/GDWR/+ | NO | 1 | 17000 | ZSPR | 2018-03-31 |  | 2832
3326 | Non Moving Item | MM Common | T2289011029 | Non Moving Item | ROPE,WIRE,ROUND STRAND,35MM,65.2,FIBRE | M | 240 | 13250 | ZTLS | 2019-04-04 |  | 2463
3327 | Non Moving Item | MM Common | T2350013107 | Non Moving Item | CARBIDE TIP IS:13741(P-1); A8;H20 K20 | NO | 15 | 157.12 | ZTLS |  | 2019-06-18 | 2388
3328 | Non Moving Item | MM Common | M0115136003 | Non Moving Item | BEAM,MS,IS2062-A,ISMB,600MM | MT | 1.664 | 86347.11 | ZSTL | 2019-02-20 |  | 2506
3329 | Non Moving Item | MM Common | M0115233001 | Non Moving Item | BEAM,MS,IS2062-B,ISMB,300X140MM | MT | 3.27 | 156832.53 | ZSTL | 2018-07-23 |  | 2718
3330 | Non Moving Item | MM Common | M0168109036 | Non Moving Item | BAR,CIRCULAR,CS,BS970-EN24,36MM | KG | 152.5 | 8553.06 | ZOTH | 2019-10-12 | 2019-11-04 | 2249
3331 | Non Moving Item | MM Common | M0226200165 | Non Moving Item | BAR,CU,IS4171,8MM | KG | 66.15 | 2893.99 | ZOTS | 2019-05-16 |  | 2421
3332 | Non Moving Item | MM Common | M0517570322 | Non Moving Item | CORD,NPRN,IS11149-CL3B,3.2MM | M | 40 | 377.6 | ZOTS | 2018-06-27 | 2019-05-13 | 2424
3333 | Non Moving Item | MM Common | M0517620157 | Non Moving Item | CORD,NBR,IS11149,1.5MM | M | 45 | 424.8 | ZOTS | 2018-06-27 | 2019-05-13 | 2424
3334 | Non Moving Item | MM Common | M0517620254 | Non Moving Item | CORD,NBR,IS11149,2.5MM | M | 25 | 235.83 | ZOTS | 2018-06-27 | 2019-05-13 | 2424
3335 | Non Moving Item | MM Common | M0551080120 | Non Moving Item | O-RING,NBR,6.7MM,1.8MM | NO | 2 | 1000 | ZOTS | 2019-03-16 |  | 2482
3336 | Non Moving Item | MM Common | M0551330579 | Non Moving Item | O-RING,NBR,60MM,5.7MM,IS9975-A | NO | 2 | 1000 | ZOTS | 2019-03-16 |  | 2482
3337 | Non Moving Item | MM Common | M0551345281 | Non Moving Item | O-RING,NBR,65MM,3.2MM,IS9975-A | NO | 4 | 2000 | ZOTS | 2019-03-16 |  | 2482
3338 | Non Moving Item | MM Common | M0551358571 | Non Moving Item | O-RING,NBR,70MM,5.7MM,IS9975-A | NO | 4 | 2000 | ZOTS | 2019-03-16 |  | 2482
3339 | Non Moving Item | MM Common | M0551407288 | Non Moving Item | O-RING,NBR,3.2MM,94.5MM | NO | 2 | 1000 | ZOTS | 2019-03-16 |  | 2482
3340 | Non Moving Item | MM Common | M0551428289 | Non Moving Item | O-RING,NBR,3.2MM,105MM | NO | 2 | 1000 | ZOTS | 2019-03-16 |  | 2482
3341 | Non Moving Item | MM Common | M0551610767 | Non Moving Item | O-RING,NBR,8.5MM,300MM | NO | 2 | 1000 | ZOTS | 2019-03-16 |  | 2482
3342 | Non Moving Item | MM Common | M0551725829 | Non Moving Item | O-RING,NBR,10MM,580MM | NO | 6 | 3000 | ZOTS | 2019-03-16 |  | 2482
3343 | Non Moving Item | MM Common | M0560420263 | Non Moving Item | O-RING,SI RBR,100X3MM | NO | 2 | 26666 | ZOTS | 2018-12-24 |  | 2564
3344 | Non Moving Item | MM Common | M0571351860 | Non Moving Item | OIL SEAL,COVERED,VITON,7MM,37X52MM | NO | 2 | 791 | ZOTS | 2019-08-08 |  | 2337
3345 | Non Moving Item | MM Common | M0571424179 | Non Moving Item | OIL SEAL,POLYSULPHIDE,10MM,45X60MM | NO | 2 | 1197 | ZOTS | 2019-08-08 |  | 2337
3346 | Non Moving Item | MM Common | M0571482140 | Non Moving Item | OIL SEAL,NBR,7MM,60X75MM | NO | 2 | 778 | ZOTS | 2019-07-23 |  | 2353
3347 | Non Moving Item | MM Common | M0571485176 | Non Moving Item | OIL SEAL,POLYSULPHIDE,10MM,60X80MM | NO | 1 | 434 | ZOTS | 2019-07-23 |  | 2353
3348 | Non Moving Item | MM Common | M0571495148 | Non Moving Item | OIL SEAL,COVERED,PSP RBR,8MM,60X85MM | NO | 2 | 807 | ZOTS | 2019-08-08 |  | 2337
3349 | Non Moving Item | MM Common | M0571605202 | Non Moving Item | OIL SEAL,RBR,13MM,90X110MM | NO | 4 | 807 | ZOTS | 2019-08-08 |  | 2337
3350 | Non Moving Item | MM Common | M0571630198 | Non Moving Item | GACO DPSM 10012012 PART/DRG NO-38-C-3 | NO | 2 | 1015 | ZOTS | 2019-08-08 |  | 2337
3351 | Non Moving Item | MM Common | M0571640197 | Non Moving Item | OIL SEAL,COVERED,PSP RBR,12MM,105X130MM | NO | 4 | 8569.88 | ZOTS | 2018-07-06 |  | 2735
3352 | Non Moving Item | MM Common | M0571685222 | Non Moving Item | OIL SEAL,VITON,15MM,140X170MM | NO | 1 | 579 | ZOTS | 2019-07-23 |  | 2353
3353 | Non Moving Item | MM Common | M0571755222 | Non Moving Item | OIL SEAL,COVERED,PSP RBR,15MM,220X250MM | NO | 1 | 1427 | ZOTS | 2019-08-08 |  | 2337
3354 | Non Moving Item | MM Common | M0571774962 | Non Moving Item | OIL SEAL,COVERED,VITON,16MM,260X290MM | NO | 1 | 833 | ZOTS | 2019-07-23 |  | 2353
3355 | Non Moving Item | MM Common | M1101031304 | Non Moving Item | OIL,CRANKCASE,SERVO SUPER,SAE30W | L | 210 | 37666 | ZO&L | 2018-08-14 |  | 2696
3356 | Non Moving Item | MM Common | M1101094149 | Non Moving Item | HYDRAULIC OIL,DIE ENG,SERVO PREMIUMCF4 | L | 210 | 37854.17 | ZO&L | 2019-03-11 |  | 2487
3357 | Non Moving Item | MM Common | M1112011760 | Non Moving Item | HYDRAULIC OIL,SERVO SYS176 | L | 1260 | 183443.28 | ZO&L | 2019-03-11 |  | 2487
3358 | Non Moving Item | MM Common | M1112993202 | Non Moving Item | HYDRAULIC OIL,SERVO SYS553/320 | L | 210 | 32655.88 | ZO&L | 2019-03-11 |  | 2487
3359 | Non Moving Item | MM Common | M1123061022 | Non Moving Item | GEAR OIL,MASTER,PGP460,ISO VG460 | L | 71.52 | 31225.92 | ZO&L | 2019-04-30 |  | 2437
3360 | Non Moving Item | MM Common | M1514143773 | Non Moving Item | SCREW,HEX,HTS,IS1364-8.8,MC,BLK,M16,70MM | NO | 275 | 7481.87 | ZOTS |  | 2019-06-10 | 2396
3361 | Non Moving Item | MM Common | M1515145842 | Non Moving Item | BOLT,HEX,HTS,IS1364-8.8,MC,M24,70MM | NO | 7 | 337.78 | ZOTS |  | 2019-06-18 | 2388
3362 | Non Moving Item | MM Common | M1610452456 | Non Moving Item | PIPE,FLG,CI,IS1536-B,PEXBLND,250MM | M | 30 | 46378.2 | ZOTH | 2019-04-04 |  | 2463
3363 | Non Moving Item | MM Common | M1613543704 | Non Moving Item | PIPE,BLK,MS,FE330,ERW,BE,6.3MM,250MM | M | 12.86 | 21443.42 | ZOTH | 2019-05-16 |  | 2421
3364 | Non Moving Item | MM Common | M1613544304 | Non Moving Item | PIPE,BLK,MS,FE330,ERW,5700-6300MM,350MM | M | 18.88 | 50763.14 | ZOTH | 2019-05-16 |  | 2421
3365 | Non Moving Item | MM Common | M1666315455 | Non Moving Item | PVC PIPE;DIA: 160 MM NB;CLASS-2;IS: 4985 | M | 45 | 162373.5 | ZOTH | 2018-02-15 |  | 2876
3366 | Non Moving Item | MM Common | M1702701204 | Non Moving Item | CAP,THD-F,CS,A105,3000LBS,20MM | NO | 35 | 48918 | ZOTH | 2018-12-22 |  | 2566
3367 | Non Moving Item | MM Common | M1710994457 | Non Moving Item | ELBOW,CI,IS1879,15MM | NO | 10 | 20340 | ZOTH | 2019-02-27 |  | 2499
3368 | Non Moving Item | MM Common | M1728430151 | Non Moving Item | ELBOW,THD-F,SS,AISI316,90DEG,SR,15MM | NO | 1 | 1390 | ZOTH | 2018-12-24 |  | 2564
3369 | Non Moving Item | MM Common | M1750230196 | Non Moving Item | CROSS,CS,A234,THD-F,90DEG,20MM | NO | 1 | 16941.74 | ZOTH | 2019-11-13 |  | 2240
3370 | Non Moving Item | MM Common | M1755230492 | Non Moving Item | CONNECTOR,STR,THD,8X10MM | NO | 9 | 18306 | ZOTH | 2019-11-13 |  | 2240
3371 | Non Moving Item | MM Common | M1755808321 | Non Moving Item | CONNECTOR,STR,THD-M,SS316,15X15MM | NO | 2 | 2166 | ZOTH | 2019-03-08 |  | 2490
3372 | Non Moving Item | MM Common | M1769110364 | Non Moving Item | REDUCER,CONC,AISI304L,CL3000,25X15MM | NO | 5 | 52445 | ZOTH | 2019-11-13 |  | 2240
3373 | Non Moving Item | MM Common | M1779206001 | Non Moving Item | CONNECTOR,THD-M,BRS,8X6MM | NO | 16 | 578.67 | ZOTH | 2019-04-08 |  | 2459
3374 | Non Moving Item | MM Common | M1779209155 | Non Moving Item | CONNECTOR: THD,SS316,3000LBS,8MM | NO | 62 | 94550 | ZOTS | 2019-02-27 |  | 2499
3375 | Non Moving Item | MM Common | M1779211001 | Non Moving Item | TEE,THD-M,BRS,8MM | NO | 18 | 1679 | ZOTH | 2019-04-08 |  | 2459
3376 | Non Moving Item | MM Common | M1779211003 | Non Moving Item | TEE,THD-M,BRS,10X10X8MM | NO | 12 | 1860 | ZOTH | 2019-04-08 |  | 2459
3377 | Non Moving Item | MM Common | M1779250001 | Non Moving Item | FITTING,NUT,THD-M,BRS,8MM | NO | 10 | 364 | ZOTH | 2019-04-08 |  | 2459
3378 | Non Moving Item | MM Common | M1779803005 | Non Moving Item | CAP,THD-F,AS,A182-F22,CL3000,20MM | NO | 8 | 13169 | ZOTH | 2018-08-14 |  | 2696
3379 | Non Moving Item | MM Common | M1779954001 | Non Moving Item | FITTING,SYPHON,THD-FXM,AS,A335-P91,15MM | NO | 6 | 6499 | ZOTH | 2019-03-12 |  | 2486
3380 | Non Moving Item | MM Common | M1779954002 | Non Moving Item | FITTING,SYPHON,SWXTHD-F,AS,A335-P22,15MM | NO | 1 | 1083 | ZOTH | 2019-03-12 |  | 2486
3381 | Non Moving Item | MM Common | M1794711270 | Non Moving Item | CONNECTOR,THD,SS304,10X8MM | NO | 6 | 12204 | ZOTH | 2019-02-27 |  | 2499
3382 | Non Moving Item | MM Common | M1794740170 | Non Moving Item | PLUG,SS304,AISI304 | NO | 2 | 2166 | ZOTH | 2019-03-08 |  | 2490
3383 | Non Moving Item | MM Common | M1794811540 | Non Moving Item | CONNECTOR,THD-M,SS316,20MM | NO | 5 | 46260 | ZOTH | 2019-11-13 |  | 2240
3384 | Non Moving Item | MM Common | M2289011162 | Non Moving Item | ROPE,WIRE,16MM,6X7-CF,STL,1230N/MM2 | NO | 2 | 1200 | ZTLS | 2018-07-21 |  | 2720
3385 | Non Moving Item | MM Common | M2289528185 | Non Moving Item | ROPE,WIRE,18MM,6X36,STL,EOT CRANE | M | 384 | 129838.36 | ZTLS | 2019-08-06 |  | 2339
3386 |  | MMD | M3798140104 |  | BODY SEAT RING,1.20.00.A.2.3,189-1+VKR | NO | 1 | 10968 | ZSPR | 2019-02-08 | 2020-02-24 | 2137
3387 |  | MMD | M3798140105 |  | GLAND PACKING,1.20.00.A.2.4,189-1+VKR | NO | 1 | 10968 | ZSPR | 2019-02-08 | 2020-02-24 | 2137
3388 |  | MMD | M3798140106 |  | PRESSURE SEAL RING,1.20.00.A.2.5 | NO | 1 | 10968 | ZSPR | 2019-02-08 | 2020-02-24 | 2137
3389 |  | MMD | M3798140107 |  | GASKET,1.20.00.A.2.6,CURTISS WRIGHT | NO | 1 | 10968 | ZSPR | 2019-02-08 | 2020-02-24 | 2137
3390 |  | MMD | M3798192011 |  | HEAVY HEX NUT,DT-12001-IC-H2201A&+,L&T | NO | 12 | 54214.29 | ZSPR | 2020-10-23 |  | 1895
3391 |  | MMD | M3798830000 |  | COMP GLOBE VALVE ASSY,SANT,15NB,GM | NO | 12 | 42452 | ZSPR | 2020-05-11 |  | 2060
3392 |  | MMD | M3799055217 |  | SEAL KIT,SWIMS,PLUG VALVE,50NB | SET | 20 | 68393 | ZSPR | 2020-08-12 |  | 1967
3393 |  | MMD | M3799059709 |  | SEAL KIT,SWIMS,PLUG VALVE,150NB | SET | 6 | 156241 | ZSPR | 2020-08-12 |  | 1967
3394 |  | MMD | M3799380544 |  | GLAND RING,540 D VECTOR-Z&19,540 D | NO | 2 | 30454.98 | ZSPR | 2020-10-23 |  | 1895
3395 |  | MMD | M3799380545 |  | GLAND FLANGE,KOSO,540D,CL2335,20IN | NO | 2 | 51258.69 | ZSPR | 2020-10-23 |  | 1895
3396 |  | MMD | M3799380546 |  | GLAND STUD BOLT,540 D VECTOR-Z&24,540 D | NO | 2 | 25818.7 | ZSPR | 2020-10-23 |  | 1895
3397 |  | MMD | M3799400436 |  | STUB SHAFT NDE,SS431,KBL,BFV,700NB,PN6 | NO | 1 | 11800 | ZSPR | 2020-02-22 |  | 2139
3398 |  | MMD | M3799400438 |  | DRIVE SHAFT,SS431,KBL,BFV,700NB,PN6 | NO | 1 | 25606 | ZSPR | 2020-02-22 |  | 2139
3399 |  | MMD | M3799400535 |  | SLEEVE BRG BUSH,197,CS,KBL,BFV,900NB,PN6 | NO | 2 | 7080 | ZSPR | 2020-02-22 |  | 2139
3400 |  | MMD | M3799400536 |  | STB SHFT NDE,670,SS431,KBL,BFV,900NB,PN6 | NO | 1 | 17700 | ZSPR | 2020-02-22 |  | 2139
3401 |  | MMD | M3799400538 |  | DRIVE SHAFT,SS431,KBL,BFV,900NB,PN6 | NO | 1 | 41300 | ZSPR | 2020-02-22 |  | 2139
3402 |  | MMD | M3799400611 |  | NON DRIVE END SHAFT,KBL,BFV,250NB | NO | 1 | 3540 | ZSPR | 2020-02-22 |  | 2139
3403 |  | MMD | M3799400613 |  | DRIVE SHAFT,KBL,BFV,250NB | NO | 1 | 8260 | ZSPR | 2020-02-22 |  | 2139
3404 |  | MMD | M3799400614 |  | SLEEVE,618.1,KBL,BFV,250NB | NO | 3 | 2124 | ZSPR | 2020-02-27 |  | 2134
3405 |  | MMD | M3799400710 |  | FLANGE BEARING BUSH,197,KBL,BFV,350NB | NO | 3 | 3540 | ZSPR | 2020-08-08 |  | 1971
3406 |  | MMD | M3799400835 |  | SLEEVE BRG BUSH,197,CS,KBL,BFV,500NB,PN6 | NO | 3 | 3540 | ZSPR | 2020-02-22 |  | 2139
3407 |  | MMD | M3799400836 |  | STB SHFT NDE,670,SS431,KBL,BFV,500NB,PN6 | NO | 1 | 9440 | ZSPR | 2020-02-22 |  | 2139
3408 |  | MMD | M3799400838 |  | DRIVE SHAFT,SS431,KBL,BFV,500NB,PN6 | NO | 1 | 23600 | ZSPR | 2020-02-22 |  | 2139
3409 |  | MMD | M3799401138 |  | DRIVE SHAFT,671,SS431,KBL,BFV,300NB,PN6 | NO | 2 | 18880 | ZSPR | 2020-02-22 |  | 2139
3410 |  | MMD | M3799401535 |  | SLEEVE BRG BUSH,197,CS,KBL,BFV,400NB,PN6 | NO | 3 | 3540 | ZSPR | 2020-02-22 |  | 2139
3411 |  | MMD | M3799401536 |  | STB SHFT NDE,670,SS431,KBL,BFV,400NB,PN6 | NO | 1 | 5900 | ZSPR | 2020-02-22 |  | 2139
3412 |  | MMD | M3799430600 |  | CHV-40NB:DP:#150:COMP VALVE ASSY | NO | 5 | 7828.72 | ZSPR | 2020-02-28 | 2019-06-20 | 2386
3413 |  | MMD | M7010978307 |  | HMI 320 OPER PANEL,0300631502,CUMMINS | NO | 1 | 152084 | ZSPR | 2020-07-13 |  | 1997 | critical
3414 |  | MMD | M7045506001 |  | TURBOCHARGER,15600020T,PERKINS,ENGINE | NO | 1 | 56572.99 | ZOTH | 2020-07-04 |  | 2006 | critical
3415 |  | MMD | M7045901053 |  | PRESSURE SWITCH,782/175,PERKINS | NO | 2 | 53400.31 | ZSPR | 2020-07-04 |  | 2006 | critical
3416 |  | MMD | M7045901070 |  | STARTER MOTOR,701/137,PERKINS | NO | 4 | 710384.14 | ZSPR | 2020-07-04 |  | 2006 | critical
3417 |  | MMD | M7065011010 |  | INJECTOR MICO,105302000055 | SET | 4 | 201476 | ZSPR | 2020-12-22 |  | 1835 | critical
3418 |  | MMD | M7065011038 |  | SET OF PISTON RING,141100190098 | SET | 8 | 71612 | ZSPR | 2020-12-22 |  | 1835 | critical
3419 |  | MMD | M7065011054 |  | EXHAUST VALVE ASSY,P21104600024 | SET | 4 | 99304 | ZSPR | 2020-12-22 |  | 1835 | critical
3420 |  | MMD | M7065011055 |  | VALVE SPRING OUTER,P02403101001 | SET | 1 | 1629 | ZSPR | 2020-12-22 |  | 1835 | critical
3421 |  | MMD | M7065011056 |  | SET OF SPRING,141100190138 | SET | 6 | 27635 | ZSPR | 2020-12-22 |  | 1835 | critical
3422 |  | MMD | M7065011101 |  | CRANKING STARTR ASSY,000707530229 | NO | 4 | 315895.22 | ZSPR | 2020-12-22 | 2020-05-12 | 2059 | critical
3423 | Non Moving Item | MMD | M3799400429 | Non Moving Item | DISC,153,CI,KBL,BFV,700NB,PN6 | NO | 1 | 38940 | ZSPR | 2020-01-30 |  | 2162
3424 | Non Moving Item | MMD | M3799400529 | Non Moving Item | DISC,CI,KBL,BFV,900NB,PN6 | NO | 1 | 59000 | ZSPR | 2020-01-30 |  | 2162
3425 | Non Moving Item | MMD | M7020056024 | Non Moving Item | INJECTOR NOZZLE,GREAVES COTTON,1510 | NO | 1 | 2547921.72 | ZOTH | 2017-06-30 |  | 3106
3426 | Non Moving Item | MMD | M7033056003 | Non Moving Item | CRANKING STARTR ASSY,ENGINE,4R1040 | NO | 1 | 101917.53 | ZOTH | 2017-06-30 |  | 3106
3427 | Non Moving Item | O&M-civil | M2108051537 | Non Moving Item | FLOAT VALVE,RIGHT ANGLE,CI | NO | 1 | 13851 | ZOTS | 2017-06-30 |  | 3106
3428 |  | OFS | M1816995324 |  | 100 NB SIZE CLAPPER ASSEMBLY COMPLETE ( | NO | 10 | 136880 | ZSPR | 2017-06-30 | 2020-08-27 | 1952
3429 |  | OFS | M1840701056 |  | GATE VALVE 200NB CI FG-150 IS:14846 CL-1 | NO | 2 | 41574 | ZSPR | 2019-09-16 | 2020-06-01 | 2039
3430 |  | OFS | M1843704156 |  | GATE VALVE IS:14846 FG200 CL.2 200MM | NO | 2 | 37018.92 | ZOTH | 2019-04-30 | 2020-08-18 | 1961
3431 |  | OFS | M1868183452 |  | VALVE,BALL,FLG,CS,A216-WCB,CL800,150MM | NO | 2 | 424500 | ZSPR | 2020-05-11 |  | 2060
3432 |  | OFS | M1917222637 |  | BEARING 22226 CCK | NO | 1 | 9500 | ZSPR | 2020-03-02 | 2019-12-14 | 2209
3433 |  | OFS | M2055067959 |  | LOVE JOY COUPLING B-RRS-SW-225 | NO | 2 | 20758.96 | ZOTS | 2018-12-12 | 2020-05-26 | 2045
3434 |  | OFS | M2055111555 |  | COUPLING,PIN BUSH,191MM,IS2693 | NO | 3 | 12968.99 | ZOTS | 2018-11-21 | 2020-05-26 | 2045
3435 |  | OFS | M2057060033 |  | LOVE JOY COUPLING, RRL 110/ SPACER 100MM | NO | 2 | 5189.32 | ZOTS | 2018-12-12 | 2020-05-26 | 2045
3436 |  | OFS | M2057375010 |  | PIN BUSH FLEXIBLE COUPLING ASSY, BC-5 | SET | 3 | 18842.98 | ZOTS | 2018-11-21 | 2020-05-26 | 2045
3437 |  | OFS | M2057588003 |  | LOVE JOY COUPLING RRL 150/140 COMP.ASSY | NO | 4 | 16137.97 | ZSPR | 2018-12-12 | 2020-05-26 | 2045
3438 |  | OFS | M2057616010 |  | LOVE JOY SPACER TYPE COUPLG RRS 150/140 | NO | 1 | 5085.32 | ZOTS | 2018-12-12 | 2020-05-26 | 2045
3439 |  | OFS | M2057761008 |  | LOVEJOY COUPLING SW-150. | NO | 7 | 12095.99 | ZOTS | 2018-11-21 | 2020-05-26 | 2045
3440 |  | OFS | M2057775018 |  | FLEX COPLG-CI:253 SW-2955:NA:L-SPIDER | NO | 5 | 11239.69 | ZOTS | 2019-03-06 | 2020-05-26 | 2045
3441 |  | OFS | M2090002510 |  | RUBBER BUSH SET FOR BC-4 | NO | 8 | 11223.7 | ZOTS | 2019-03-06 | 2020-05-26 | 2045
3442 |  | OFS | M2090082600 |  | FLEXIBLE BUSH,FENNER,BC4A | NO | 3 | 15352.78 | ZSPR | 2018-12-12 | 2020-05-26 | 2045
3443 |  | OFS | M2090415700 |  | COMP ASSY,LOVEJOY,COUPLING,RRS100/100 | NO | 10 | 17984.64 | ZSPR | 2018-12-12 | 2020-05-26 | 2045
3444 |  | OFS | M2090419200 |  | COMP ASSY,LOVEJOY,COUPLING,SW-276 | NO | 1 | 15052.64 | ZSPR | 2018-12-12 | 2020-05-26 | 2045
3445 |  | OFS | M2090440805 |  | COUPLING ASSY,METAFLEX,COUPLING | NO | 2 | 151276 | ZSPR | 2020-07-23 |  | 1987
3446 |  | OFS | M3184026000 |  | PUMP ASSY,CS 32-200,ENGINEERS COMBINE | NO | 2 | 135700 | ZSPR | 2020-10-08 | 2020-01-31 | 2161
3447 |  | OFS | M3184026002 |  | IMPELLER,335,32-200 | NO | 1 | 13334 | ZSPR | 2020-10-08 | 2020-02-24 | 2137
3448 |  | OFS | M3184026004 |  | BACK OVER,ENGINEERS COMBINE,PUMP,32-200 | NO | 2 | 21240 | ZSPR | 2020-10-08 |  | 1910
3449 |  | OFS | M3184026005 |  | FRONT SUCTION PLATE,ENGINEERS COMBINE | NO | 1 | 11210 | ZSPR | 2020-10-08 |  | 1910
3450 |  | OFS | M3184026007 |  | BEARING HOUSING,201,ENGINEERS COMBINE | NO | 1 | 13924 | ZSPR | 2020-10-08 |  | 1910
3451 |  | OFS | M3184026008 |  | BEARING COVER,202,ENGINEERS COMBINE | NO | 2 | 5192 | ZSPR | 2020-10-08 |  | 1910
3452 |  | OFS | M3184026010 |  | SHAFT,CS 32-125&301,32-200 | NO | 2 | 24982 | ZSPR | 2017-11-13 | 2020-02-24 | 2137
3453 |  | OFS | M3184026012 |  | SHAFT PROT SLEEVE,32-200 | NO | 2 | 19352 | ZSPR | 2020-10-08 | 2020-02-24 | 2137
3454 |  | OFS | M3184026016 |  | DELIVERY PLATE,ENGINEERS COMBINE,32-200 | NO | 2 | 5546 | ZSPR | 2020-10-08 |  | 1910
3455 |  | OFS | M3184036000 |  | PUMP ASSY,CS 32-250,ENGINEERS COMBINE | NO | 1 | 67850 | ZSPR | 2020-10-08 | 2020-02-26 | 2135
3456 |  | OFS | M3184036013 |  | MECHANICAL SEAL,CS 32-250/400 | SET | 1 | 19234 | ZSPR | 2020-10-08 | 2020-03-20 | 2112
3457 |  | OFS | M3192076403 |  | FIG-5624:(125X100):WEARING RING CASING ( | NO | 1 | 53774.53 | ZSPR | 2020-06-20 |  | 2020
3458 |  | OFS | M3192076408 |  | FIG-5624:(125X100):WEARING RING CASING ( | NO | 1 | 53774.53 | ZSPR | 2020-06-20 |  | 2020
3459 |  | OFS | M3192076414 |  | SHAFT SLEEVE,FLOWMORE,FIG-5624:(125X100) | NO | 8 | 313369.04 | ZSPR | 2020-06-20 |  | 2020
3460 |  | OFS | M3192076421 |  | SHAFT,FLOWMORE | NO | 1 | 164290.91 | ZSPR | 2020-06-20 |  | 2020
3461 |  | OFS | M3192097015 |  | BUSH,FLOWMORE,M5972:6X4,F/INTER STAGE | NO | 1 | 46425.93 | ZSPR | 2020-06-20 |  | 2020 | material withdrawn
3462 |  | OFS | M3192097023 |  | WEARING RING,FLOWMORE,PUMP,M5972:6X4 | NO | 2 | 89921.15 | ZSPR | 2020-06-20 |  | 2020 | material withdrawn
3463 |  | OFS | M3192097025 |  | STUFFING BOX BUSHING,FLOWMORE,M5972:6X4 | NO | 1 | 49142.57 | ZSPR | 2020-06-20 |  | 2020 | material withdrawn
3464 |  | OFS | M3192097042 |  | WEARING RING,M5972:6X4 | NO | 2 | 89921.15 | ZSPR | 2020-06-20 |  | 2020 | material withdrawn
3465 |  | OFS | M3192316033 |  | BEARING COVER,FLOWMORE,PUMP,F5826 | NO | 11 | 312286.15 | ZSPR | 2020-06-20 | 2019-07-04 | 2372
3466 |  | OFS | M3192316218 |  | SHAFT COLLAR,FLOWMORE,F5826:(150X125) | NO | 4 | 83643.04 | ZSPR | 2020-02-24 |  | 2137
3467 |  | OFS | M3192596032 |  | RING CASING,CSD-SALE112001098 30,PUMP | NO | 1 | 46651.18 | ZSPR | 2020-06-20 | 2019-09-04 | 2310
3468 |  | OFS | M3192596036 |  | BEARING COVER,M5922(125X100) | NO | 2 | 43810.98 | ZSPR | 2020-06-20 | 2019-08-10 | 2335
3469 |  | OFS | M3192596038 |  | BEARING HOUSING,FLOWMORE,PUMP,M5922 | NO | 1 | 49449.67 | ZSPR | 2020-06-20 | 2019-09-04 | 2310
3470 |  | OFS | M3192767201 |  | BEARING HOUSING,FLOWMORE,FM5922(150X125) | NO | 4 | 234116.46 | ZSPR | 2020-06-20 | 2019-07-30 | 2346
3471 |  | OFS | M3192767222 |  | BEARING HOUSING,FLOWMORE,FM5922(150X125) | NO | 4 | 234116.46 | ZSPR | 2020-06-20 | 2019-07-30 | 2346
3472 |  | OFS | M3192767227 |  | SLEEVE LOCK NUT DE,FLOWMORE,FM5922 | NO | 7 | 117332.32 | ZSPR | 2020-06-20 | 2019-08-10 | 2335
3473 |  | OFS | M3192836403 |  | WEARING RING,FLOWMORE,F5625 SIZE:80X50 | NO | 2 | 50083.28 | ZSPR | 2020-06-20 |  | 2020
3474 |  | OFS | M3192836412 |  | SHAFT SLEEVE,5625:80X50 | NO | 4 | 93077.88 | ZSPR | 2020-06-20 | 2019-08-10 | 2335
3475 |  | OFS | M3192836420 |  | SHAFT,FLOWMORE,PUMP,5625 80X50 | NO | 2 | 180245.69 | ZSPR | 2020-06-20 | 2019-08-10 | 2335
3476 |  | OFS | M3192836429 |  | WEARING RING,5625:80X50 | NO | 2 | 50083.28 | ZSPR | 2020-06-20 |  | 2020
3477 |  | TMD | M3192866010 |  | WEARING RING,CSDSALE1503213420/11 | NO | 4 | 227117.49 | ZSPR | 2019-03-16 | 2020-11-04 | 1883
3478 |  | TMD | M3192866049 |  | WEARING RING,CSDSALE1200100010/44 | NO | 10 | 1186861.91 | ZSPR | 2019-03-16 | 2020-11-04 | 1883
3479 |  | OFS | M3192985002 |  | SUCTION BEARING,FIG 7000 7M/15 | NO | 3 | 69808.87 | ZSPR | 2020-06-20 |  | 2020 | material withdrawn on 18.02.2025
3480 |  | OFS | M3192985003 |  | SAND CAP,PUMP,FIG 7000 7M/15 | NO | 3 | 38335.93 | ZSPR | 2020-06-20 |  | 2020 | material withdrawn on 18.02.2025
3481 |  | OFS | M3192985007 |  | IMPELLER COLLET,FIG 7000 7M/15 | NO | 26 | 413671.69 | ZSPR | 2020-06-20 |  | 2020 | material withdrawn on 18.02.2025
3482 |  | OFS | M3192985008 |  | BRG INTER BOWL,FIG 7000 7M/15 | NO | 25 | 526170.19 | ZSPR | 2020-06-20 |  | 2020 | material withdrawn on 18.02.2025
3483 |  | OFS | M3192985009 |  | SHAFT,FLOWMORE,FIG-7000 7M/15 | NO | 3 | 278884.02 | ZSPR | 2020-06-20 |  | 2020 | material withdrawn on 18.02.2025
3484 |  | OFS | M3192985011 |  | DISCHARGE CASE,FIG7000:7M/15 | NO | 3 | 71234.97 | ZSPR | 2020-06-20 |  | 2020 | material withdrawn on 18.02.2025
3485 |  | OFS | M3192985013 |  | LINE SHAFT,FIG7000:7M/15 | NO | 4 | 209491.52 | ZSPR | 2020-06-20 |  | 2020 | material withdrawn on 18.02.2025
3486 |  | OFS | M3192985014 |  | SHAFT SLEEVE,FIG7000:7M/15 | NO | 6 | 158456.1 | ZSPR | 2020-06-20 |  | 2020 | material withdrawn on 18.02.2025
3487 |  | OFS | M3192985015 |  | LINE SHAFT BEARING,FIG7000:7M/15 | NO | 6 | 147355.4 | ZSPR | 2020-06-20 |  | 2020 | material withdrawn on 18.02.2025
3488 |  | OFS | M3192985027 |  | WATER SLINGER ASSY,PUMP,FIG 7000 7M/15 | NO | 2 | 4863.56 | ZSPR | 2020-06-20 |  | 2020 | material withdrawn on 18.02.2025
3489 |  | OFS | M3192985028 |  | TOP SHAFT,FIG7000:7M/15 | NO | 3 | 158929.16 | ZSPR | 2020-06-20 |  | 2020 | material withdrawn on 18.02.2025
3490 |  | OFS | M3192985030 |  | WEARING RING,FIG7000:7M/15 | NO | 25 | 670632.08 | ZSPR | 2020-06-20 |  | 2020 | material withdrawn on 18.02.2025
3491 |  | OFS | M3192985031 |  | STRAINER,FIG7000:7M/15 | NO | 3 | 74806.07 | ZSPR | 2020-06-20 |  | 2020 | material withdrawn on 18.02.2025
3492 |  | OFS | M3192985034 |  | WEARING RING,FIG-7000:7M/15 | NO | 25 | 670632.08 | ZSPR | 2020-06-20 |  | 2020 | material withdrawn on 18.02.2025
3493 |  | OFS | M3192985035 |  | LINE SHAFT COUPLING,52,FIG 7000 7M/15 | NO | 5 | 82405.28 | ZSPR | 2020-06-20 |  | 2020 | material withdrawn on 18.02.2025
3494 |  | OFS | M3192985036 |  | SHAFT COUPLING,15,FIG 7000 7M/15 | NO | 3 | 47014.66 | ZSPR | 2020-06-20 |  | 2020 | material withdrawn on 18.02.2025
3495 |  | OFS | M3197500120 |  | MECH SEAL ASSY,LEAKPROOF, LPS-150 | NO | 2 | 60406.91 | ZSPR | 2020-06-15 | 2019-08-14 | 2331
3496 |  | OFS | M3197501080 |  | MECHANICAL SEAL ASSY,60, LEAKPROOF | NO | 2 | 62246.9 | ZSPR | 2020-06-15 | 2019-08-14 | 2331
3497 |  | OFS | M3197501100 |  | MECHANICAL SEAL ASSY,L02784A,LEAKPROOF | NO | 2 | 51919.92 | ZSPR | 2020-06-15 |  | 2025
3498 |  | OFS | M3197501420 |  | MECH SEAL ASSY,80U, LEAKPROOF | NO | 2 | 68758.89 | ZSPR | 2020-06-15 |  | 2025
3499 |  | OFS | M3197502000 |  | MECHANICAL SEAL,B424035,LEAK PROOF | NO | 2 | 35583.94 | ZSPR | 2020-06-15 | 2019-07-30 | 2346
3500 |  | OFS | M3246936022 |  | IMPELLER SHAFT,1860101,BHQ42.5 | NO | 1 | 405667.44 | ZSPR | 2020-04-30 |  | 2071
3501 |  | OFS | M3246936053 |  | HEAD SHAFT,1850101,KBL,BHQ42.5 | NO | 2 | 444298.45 | ZSPR | 2020-04-30 |  | 2071
3502 |  | OFS | M3248966015 |  | WASHER BRG LOCK NUT,41500,KBL,RKB 65/19H | NO | 16 | 6778.59 | ZSPR | 2020-06-22 |  | 2018
3503 |  | OFS | M3248966016 |  | BEARING LOCK NUT,336,KBL,RKB 65/19E | NO | 8 | 4066.74 | ZSPR | 2020-06-22 |  | 2018
3504 |  | OFS | M3248966032 |  | DIFF+GUIDE VANE,12900,KBL,RKB 65/19H | NO | 12 | 73828.25 | ZSPR | 2020-04-30 |  | 2071
3505 |  | OFS | M3248966062 |  | GLAND,KBL,RKB 65/19L | NO | 8 | 6836.53 | ZSPR | 2020-06-22 |  | 2018
3506 |  | OFS | M3248966077 |  | DIFFUSER,12800,KBL,RKB 65/19L/E | NO | 2 | 11156.18 | ZSPR | 2020-04-30 |  | 2071
3507 |  | OFS | M3248966086 |  | BRG COVER DE,27000,KBL,RKB 65/19L/E | NO | 4 | 3998.8 | ZSPR | 2020-04-30 |  | 2071
3508 |  | OFS | M3248966087 |  | BRG COVER NDE,27001,KBL,RKB 65/19L/E | NO | 4 | 3998.8 | ZSPR | 2020-04-30 |  | 2071
3509 |  | OFS | M3248966097 |  | BRG HOUSING DE,24000,KBL,RKB 65/19L/E | NO | 4 | 35981.64 | ZSPR | 2020-04-30 |  | 2071
3510 |  | OFS | M3248966098 |  | BRG HOUSING NDE,24001,KBL,RKB 65/19L/E | NO | 4 | 35981.64 | ZSPR | 2020-04-30 |  | 2071
3511 |  | OFS | M3248966199 |  | WASHER,20900,KBL,RKB 65/19 | NO | 12 | 3709.19 | ZSPR | 2020-06-22 |  | 2018
3512 |  | OFS | M3248966200 |  | ADJUSTABLE WASHER,20901,KBL,RKB 65/19 | NO | 12 | 3709.19 | ZSPR | 2020-06-22 |  | 2018
3513 |  | OFS | M3248966201 |  | LANTERN RING,22700,KBL,RKB 65/19 | NO | 6 | 4222.98 | ZSPR | 2020-04-30 |  | 2071
3514 |  | OFS | M3248966203 |  | DISTANCE SLEEVE,31700,KBL,RKB 65/19 | NO | 8 | 18587.06 | ZSPR | 2020-04-30 |  | 2071
3515 |  | OFS | M3248966204 |  | KEY 1ST IMPELLER,32000,KBL,RKB 65/19 | SET | 12 | 12351.53 | ZSPR | 2020-06-25 |  | 2015
3516 |  | OFS | M3248966216 |  | OIL SEAL,50000,KBL,RKB 65/19 | SET | 10 | 3380.13 | ZSPR | 2020-06-22 |  | 2018
3517 |  | OFS | M3248966217 |  | WEAR RING SUCT,19000,KBL,RKB 65/19 | NO | 26 | 55276.92 | ZSPR | 2020-04-30 |  | 2071
3518 |  | OFS | M3248966218 |  | WEAR RING DEL,19100,KBL,RKB 65/19 | NO | 26 | 55276.92 | ZSPR | 2020-04-30 |  | 2071
3519 |  | OFS | M3248966219 |  | INTER STAGE BUSH,35800,RKB 65/19 | NO | 10 | 20663.26 | ZSPR | 2020-04-30 |  | 2071
3520 |  | OFS | M3248966220 |  | INTER STAGE BUSH,35801,RKB 65/19 | SET | 33 | 65551.44 | ZSPR | 2020-04-30 |  | 2071
3521 |  | OFS | M3248966336 |  | BEARING LOCK NUT,33600,KBL,RKB 65/19H | NO | 8 | 5269.1 | ZSPR | 2020-06-22 |  | 2018
3522 |  | OFS | M3248966359 |  | IMPELLER,15100,KBL,RKB 65-19 | NO | 12 | 559852.86 | ZSPR | 2020-04-30 |  | 2071
3523 |  | OFS | M3248966360 |  | SHAFT,18000,KBL,RKB 65/19E | NO | 2 | 25468.9 | ZSPR | 2020-04-30 |  | 2071
3524 |  | OFS | M3248966373 |  | IMPELLER,15100,KBL,RKB 65-19H | NO | 14 | 653162.22 | ZSPR | 2020-04-30 |  | 2071
3525 |  | OFS | M3248966374 |  | SHAFT,18000,RKB 65/19H | NO | 2 | 27180.85 | ZSPR | 2020-04-30 |  | 2071
3526 |  | OFS | M3248966404 |  | DIFFUSER,12800,KBL,RKB 65/19E | NO | 2 | 14524.54 | ZSPR | 2020-04-30 |  | 2071
3527 |  | OFS | M3253916009 |  | KEY,32000,KBL,UP 150/56 | NO | 8 | 5777.92 | ZSPR | 2020-02-12 |  | 2149
3528 |  | OFS | M3265866200 |  | PUMP ASSY,81063407-130CS,SCP 100-360HA | NO | 1 | 242181 | ZSPR | 2020-07-06 |  | 2004
3529 |  | OFS | M3265866203 |  | NECK RING,1181,M&P,SCP 100-360 HA | NO | 2 | 13887.44 | ZSPR | 2020-01-07 | 2020-02-27 | 2134
3530 |  | OFS | M3265866205 |  | SHAFT W/KEY,1800,SS316,M&P,SCP100-360 HA | NO | 1 | 10335.24 | ZSPR | 2020-01-07 | 2020-02-27 | 2134
3531 |  | OFS | M3265866206 |  | WATER THROWER,2070,M&P,SCP 100-360 HA | NO | 4 | 1375.59 | ZSPR | 2020-01-07 | 2020-02-27 | 2134
3532 |  | OFS | M3265866209 |  | LOGGING RING,2300,GFN,M&P,SCP 100-360 HA | NO | 2 | 960 | ZSPR | 2020-01-07 | 2020-02-27 | 2134
3533 |  | OFS | M3265866210 |  | GLAND,2310,CI,M&P,SCP 100-360 HA | NO | 3 | 13991.16 | ZSPR | 2020-01-07 | 2020-02-27 | 2134
3534 |  | OFS | M3265866217 |  | THRUST COLLAR,2884,EN8,M&P,SCP100-360 HA | NO | 2 | 1103.73 | ZSPR | 2020-01-07 | 2020-02-27 | 2134
3535 |  | OFS | M3265866218 |  | LOCK NUT,3010,STEEL,M&P,SCP 100-360 HA | NO | 2 | 559.32 | ZSPR | 2020-01-07 | 2020-02-27 | 2134
3536 |  | OFS | M3265866220 |  | SLEEVE NUT LH,3031,M&P,SCP 100-360 HA | NO | 6 | 4705.91 | ZSPR | 2020-01-07 | 2020-02-27 | 2134
3537 |  | OFS | M3265866222 |  | IMP KEY,3200,SS316,M&P,SCP 100-360 HA | NO | 2 | 960 | ZSPR | 2020-01-07 | 2020-02-27 | 2134
3538 |  | OFS | M3265866223 |  | COUP KEY,3250,SS316,M&P,SCP 100-360 HA | NO | 2 | 223.06 | ZSPR | 2020-01-07 | 2020-02-27 | 2134
3539 |  | OFS | M3265866226 |  | WATER SEALING TUBE,M&P,SCP 100-360 HA | NO | 2 | 4815.92 | ZSPR | 2020-01-07 | 2020-02-27 | 2134
3540 |  | OFS | M3303071000 |  | PUMP ASSY,FIREFLY,PUMP,MFV LP 2270 | NO | 1 | 186591.83 | ZSPR | 2020-06-25 |  | 2015 | material withdrawn on 03 03 2025
3541 |  | OFS | M3303071001 |  | BEARING HOUSING ASSY,10123001,FIREFLY | NO | 1 | 31599.97 | ZSPR | 2020-06-25 |  | 2015 | material withdrawn on 03 03 2025
3542 |  | OFS | M3303071002 |  | BRG HOUSING SHAFT,10120002,MFV LP 2270 | NO | 1 | 11622.99 | ZSPR | 2020-06-25 |  | 2015 | material withdrawn on 03 03 2025
3543 |  | OFS | M3303071003 |  | O-RING BRG HOUSING,037/15,MFV LP 2270 | NO | 2 | 295 | ZSPR | 2020-06-25 |  | 2015 | material withdrawn on 03 03 2025
3544 |  | OFS | M3303071005 |  | OIL SEAL,1022301,MFV LP 2270 | NO | 4 | 4390 | ZSPR | 2020-06-25 |  | 2015 | material withdrawn on 03 03 2025
3545 |  | OFS | M3303071007 |  | WEAR RING OIL SEAL,10123014,MFV LP 2270 | NO | 2 | 1345 | ZSPR | 2020-06-25 |  | 2015 | material withdrawn on 03 03 2025
3546 |  | OFS | M3303071008 |  | OIL SEAL,10223015,FIREFLY,MFV LP 2270 | NO | 4 | 4059 | ZSPR | 2020-06-25 |  | 2015 | material withdrawn on 03 03 2025
3547 |  | OFS | M3303071010 |  | O-RING BRG HOUSING,O 40/25,MFV LP 2270 | NO | 4 | 448 | ZSPR | 2020-06-25 |  | 2015 | material withdrawn on 03 03 2025
3548 |  | OFS | M3303071012 |  | O-RING BRG HOUSING,O 17/15,MFV LP 2270 | NO | 2 | 130 | ZSPR | 2020-06-25 |  | 2015 | material withdrawn on 03 03 2025
3549 |  | OFS | M3303071015 |  | O-RING,O 284/4,FIREFLY,MFV LP 2270 | NO | 2 | 224 | ZSPR | 2020-06-25 |  | 2015 | material withdrawn on 03 03 2025
3550 |  | OFS | M3303071016 |  | O-RING,O 170/3,FIREFLY,MFV LP 2270 | NO | 2 | 189 | ZSPR | 2020-06-25 |  | 2015 | material withdrawn on 03 03 2025
3551 |  | OFS | M3303071017 |  | WEAR RING REAR,13127003,FIREFLY | NO | 1 | 27422.98 | ZSPR | 2020-06-25 |  | 2015 | material withdrawn on 03 03 2025
3552 |  | OFS | M3303071019 |  | WEAR RING FRONT,13127006,MFV LP 2270 | NO | 1 | 17622.98 | ZSPR | 2020-06-25 |  | 2015 | material withdrawn on 03 03 2025
3553 |  | OFS | M3303071020 |  | O-RING,O 85/3,FIREFLY,MFV LP 2270 | NO | 2 | 83 | ZSPR | 2020-06-25 |  | 2015 | material withdrawn on 03 03 2025
3554 |  | OFS | M3303071021 |  | O-RING,O 79/3,FIREFLY,MFV LP 2270 | NO | 2 | 83 | ZSPR | 2020-06-25 |  | 2015 | material withdrawn on 03 03 2025
3555 |  | OFS | M3303071023 |  | PRIMING ASSY,SA036,FIREFLY,MFV LP 2270 | SET | 2 | 3363 | ZSPR | 2020-06-25 |  | 2015 | material withdrawn on 03 03 2025
3556 |  | OFS | M3303071030 |  | PRIMING PISTON,11223012,MFV LP 2270 | NO | 2 | 37193.97 | ZSPR | 2020-06-25 |  | 2015 | material withdrawn on 03 03 2025
3557 |  | OFS | M3303071032 |  | O-RING,O 22/3,FIREFLY,MFV LP 2270 | NO | 2 | 59 | ZSPR | 2020-06-25 |  | 2015 | material withdrawn on 03 03 2025
3558 |  | OFS | M3303071033 |  | O-RING,O 55/2,FIREFLY,MFV LP 2270 | NO | 2 | 71 | ZSPR | 2020-06-25 |  | 2015 | material withdrawn on 03 03 2025
3559 |  | OFS | M3303071040 |  | WATER RING PRIMER,20123013,FIREFLY | NO | 4 | 101007.91 | ZSPR | 2020-06-25 |  | 2015 | material withdrawn on 03 03 2025
3560 |  | OFS | M3303071042 |  | DISCHARGE SEAL,12123009,MFV LP 2270 | NO | 2 | 1841 | ZSPR | 2020-06-25 |  | 2015 | material withdrawn on 03 03 2025
3561 |  | OFS | M3303071043 |  | O-RING,O 55/2,FIREFLY,MFV LP 2270 | NO | 2 | 177 | ZSPR | 2020-06-25 |  | 2015 | material withdrawn on 03 03 2025
3562 |  | OFS | M3303071045 |  | DIAPHRAGM,12123011,FIREFLY,MFV LP 2270 | NO | 2 | 956 | ZSPR | 2020-06-25 |  | 2015 | material withdrawn on 03 03 2025
3563 |  | OFS | M3332766006 |  | BEARING LOCK NUT,SAM TURBO,PUMP | NO | 1 | 1652.71 | ZSPR | 2020-08-11 |  | 1968
3564 |  | OFS | M3342456005 |  | SLEEVE DE,53.6,SAM TURBO,5/4MD 80/205 | NO | 1 | 2515.52 | ZSPR | 2020-08-11 |  | 1968
3565 |  | OFS | M3342456008 |  | DIFFUSER,SAM TURBO,PUMP,5/4MD 80/205 | NO | 1 | 4719.14 | ZSPR | 2020-08-11 |  | 1968
3566 |  | OFS | M3342456019 |  | SPACER,53.7,LP/HP SEAL P/P,5/4MD 80/205 | NO | 1 | 789.91 | ZSPR | 2020-08-11 |  | 1968
3567 |  | OFS | M3342456029 |  | SPACER,SAM TURBO,4MD 80/205 | NO | 1 | 789.91 | ZSPR | 2020-08-11 |  | 1968
3568 |  | OFS | M3342456030 |  | KEY IMPELLER,95.03,5/4MD 80/205 | NO | 1 | 4192.53 | ZSPR | 2020-08-11 |  | 1968
3569 |  | OFS | M3342456031 |  | BALANCING DISC KEY,95.04,SAM TURBO,PUMP | NO | 1 | 1294.21 | ZSPR | 2020-08-11 |  | 1968
3570 |  | OFS | M3342456032 |  | KEY COUPLING,95.2,SAM TURBO,5MD 80/205D | NO | 1 | 311.9 | ZSPR | 2020-08-11 |  | 1968
3571 |  | OFS | M3342486014 |  | SHAFT,SAM TURBO,5MD 100/250 | NO | 1 | 96594.47 | ZSPR | 2020-08-11 |  | 1968
3572 |  | OFS | M3342486016 |  | IMPELLER,SAM TURBO,5MD 100/250 | SET | 1 | 22145.51 | ZSPR | 2020-08-11 |  | 1968
3573 |  | OFS | M3342486023 |  | DIFFUSER,SAM TURBO,5MD100 / 250 | NO | 1 | 23067.07 | ZSPR | 2020-08-11 |  | 1968
3574 |  | OFS | M3342486024 |  | BEARING HOUSING,SAM TURBO,5MD100/250 | NO | 1 | 12875.35 | ZSPR | 2020-08-11 |  | 1968
3575 |  | OFS | M3342486025 |  | BEARING CAP,37.2,5MD 100/250 | NO | 2 | 5940.44 | ZSPR | 2020-08-11 |  | 1968
3576 |  | OFS | M3342486026 |  | BEARING CAP,37.3,5MD 100/250 | NO | 2 | 5940.44 | ZSPR | 2020-08-11 |  | 1968
3577 |  | OFS | M3342486027 |  | FLAT GASKET SET,SAM TURBO,5MD 100/250D | SET | 2 | 2946.92 | ZSPR | 2020-08-11 |  | 1968
3578 |  | OFS | M3342486028 |  | SEALING WASHER SET,5MD 100/250 | SET | 3 | 4419.38 | ZSPR | 2020-08-11 |  | 1968
3579 |  | OFS | M3342486029 |  | FELT SEAL SET,SAM TURBO,5MD 100/250 | SET | 2 | 3904.93 | ZSPR | 2020-08-11 |  | 1968
3580 |  | OFS | M3342486031 |  | STUFFING BOX HSG,SAM TURBO,5MD100/250 | NO | 1 | 54363.25 | ZSPR | 2020-08-11 |  | 1968
3581 |  | OFS | M3342486033 |  | WEAR RING,51.4,SAM TURBO,PUMP | NO | 2 | 18372.24 | ZSPR | 2020-08-11 |  | 1968
3582 |  | OFS | M3342486034 |  | SPACER,53.7,SAM TURBO,PUMP,5MD 100/250 | NO | 2 | 3522.13 | ZSPR | 2020-08-11 |  | 1968
3583 |  | OFS | M3342486035 |  | SPACER,53.5,SAM TURBO,PUMP,5MD 100/250 | NO | 2 | 3522.13 | ZSPR | 2020-08-11 |  | 1968
3584 |  | OFS | M3342486037 |  | WASHER,56.6,SAM TURBO,PUMP,5MD 100/250D | NO | 2 | 765.61 | ZSPR | 2020-08-11 |  | 1968
3585 |  | OFS | M3342486038 |  | CYLINDRICAL PIN,57.4,PUMP,5MD 100/250 | NO | 2 | 958.01 | ZSPR | 2020-08-11 |  | 1968
3586 |  | OFS | M3342486040 |  | GREASE NIPPLE,SAM TURBO,5MD 100/250 | NO | 2 | 765.61 | ZSPR | 2020-08-11 |  | 1968
3587 |  | OFS | M3342486050 |  | VENT PLUG,SAM TURBO,PUMP,5MD 100/250D | NO | 1 | 1701.31 | ZSPR | 2020-08-11 |  | 1968
3588 |  | OFS | M3342486057 |  | IMPELLER KEY,95.03,PUMP,5MD 100/250 | NO | 2 | 4312.03 | ZSPR | 2020-08-11 |  | 1968
3589 |  | OFS | M3342486058 |  | BALANCING DRUM KEY,95.04,PUMP | NO | 2 | 2011.21 | ZSPR | 2020-08-11 |  | 1968
3590 |  | OFS | M3342486059 |  | COUPLING KEY,95.2,PUMP,5MD 100/250 | NO | 2 | 4119.63 | ZSPR | 2020-08-11 |  | 1968
3591 |  | OFS | M3342486063 |  | LOCK NUT&WASHER,SAM TURBO,5MD 100/250 | SET | 2 | 12336.59 | ZSPR | 2020-08-11 |  | 1968
3592 |  | OFS | M3342486070 |  | THROTTLE BUSH,55.23,5MD 100/250 | NO | 1 | 15427.31 | ZSPR | 2020-08-11 |  | 1968
3593 |  | OFS | M3342546005 |  | BEARING LOCK WASHER,51.7,5MD 80/205D | NO | 1 | 443.55 | ZSPR | 2020-08-11 |  | 1968
3594 |  | OFS | M3342546014 |  | DRUM HOUSING,61.4,PUMP,5MD 80/205D | NO | 1 | 8000.26 | ZSPR | 2020-08-11 |  | 1968
3595 |  | OFS | M3342546015 |  | BALANCE DRUM,61.3,PUMP,5MD 80/205D | NO | 1 | 10766.93 | ZSPR | 2020-08-11 |  | 1968
3596 |  | OFS | M3342546040 |  | BEARING HOUSING,36.3,5MD 80/205D | NO | 1 | 5737.89 | ZSPR | 2020-08-11 |  | 1968
3597 |  | OFS | M3342546041 |  | BEARING HOUSING,36.2,5MD 80/205D | NO | 1 | 11522.39 | ZSPR | 2020-08-11 |  | 1968
3598 |  | OFS | M3342556003 |  | O-RING SET,SAM TURBO,PUMP,5MD 80/205D | SET | 1 | 2001.06 | ZSPR | 2020-08-11 |  | 1968
3599 |  | OFS | M3342556008 |  | SHAFT SLEEVE,SAM TURBO,5MD 80/205D | NO | 1 | 2515.52 | ZSPR | 2020-08-11 |  | 1968
3600 |  | OFS | M3342586011 |  | SLEEVE SUCTION SIDE,55.4,SAM TURBO | NO | 1 | 1389.41 | ZSPR | 2020-08-11 |  | 1968
3601 |  | OFS | M3342586018 |  | BEARING CAP INNER,37.3,SAM TURBO,PUMP | NO | 1 | 2203.62 | ZSPR | 2020-08-11 |  | 1968
3602 |  | OFS | M3342586019 |  | BEARING CAP OUTER,37.2,SAM TURBO,PUMP | NO | 1 | 2203.62 | ZSPR | 2020-08-11 |  | 1968
3603 |  | OFS | M3342997235 |  | BALANCING DRUM,SAM TURBO,MD 100/250 D | NO | 1 | 21833.61 | ZSPR | 2020-08-11 |  | 1968
3604 |  | OFS | M3342997236 |  | DRUM HOUSING,SAM TURBO,MD 100/250 | NO | 1 | 21582.46 | ZSPR | 2020-08-11 |  | 1968
3605 |  | OFS | M3343086008 |  | PRESSURE RING,46.9,SAM TURBO,PUMP | NO | 1 | 802.06 | ZSPR | 2020-08-11 |  | 1968
3606 |  | OFS | M3343086014 |  | BEARING CAP INNER,37.3,SAM TURBO,PUMP | NO | 1 | 850.66 | ZSPR | 2020-08-11 |  | 1968
3607 |  | OFS | M3343226016 |  | BRG HOUSING LANTERN,35.6,CPC-50/200 | NO | 1 | 7892.91 | ZSPR | 2020-08-11 |  | 1968
3608 |  | OFS | M3343226017 |  | BEARING BED,36.7,CPC-50/200 | NO | 1 | 4204.68 | ZSPR | 2020-08-11 |  | 1968
3609 |  | OFS | M3343226018 |  | BEARING CAP,37.2,CPC-50/200 | NO | 1 | 826.36 | ZSPR | 2020-08-11 |  | 1968
3610 |  | OFS | M3343226019 |  | BEARING CAP,37.3,CPC-50/200 | NO | 1 | 826.36 | ZSPR | 2020-08-11 |  | 1968
3611 |  | OFS | M3343226023 |  | WASHER,42.16,SAM TURBO,PUMP,CPC-50/200 | SET | 2 | 239 | ZSPR | 2020-08-11 |  | 1968
3612 |  | OFS | M3343226025 |  | COUPLING KEY,95.02,SAM TURBO,PUMP | NO | 1 | 455.7 | ZSPR | 2020-08-11 |  | 1968
3613 |  | OFS | M3343226029 |  | DEFLECTOR,51.9,SAM TURBO,PUMP,CPC-50/200 | NO | 2 | 2730.22 | ZSPR | 2020-08-11 |  | 1968
3614 |  | OFS | M3343226031 |  | CONSTANT LEVEL OILER,64.1,SAM TURBO,PUMP | NO | 2 | 1891.71 | ZSPR | 2020-08-11 |  | 1968
3615 |  | OFS | M3343226036 |  | IMPELLER KEY,95.03,SAM TURBO,PUMP | NO | 1 | 633.95 | ZSPR | 2020-08-11 |  | 1968
3616 |  | OFS | M3343286014 |  | OIL SEAL SET,43.13,43.3,SAM TURBO,PUMP | SET | 1 | 1340.81 | ZSPR | 2020-08-11 |  | 1968
3617 |  | OFS | M3343356023 |  | IMPELLER SLEEVE,95.03,SAM TURBO | NO | 1 | 3473.53 | ZSPR | 2020-08-11 |  | 1968
3618 |  | OFS | M3343356039 |  | CIRCLIP,94.23,SAM TURBO,TCH+N 40/230 | NO | 2 | 575.2 | ZSPR | 2020-08-11 |  | 1968
3619 |  | OFS | M3343476045 |  | SLEEVE KEY,95.03,SAM TURBO,CPC-80/400 | NO | 1 | 394.95 | ZSPR | 2020-08-11 |  | 1968
3620 |  | OFS | M3343476047 |  | CIRCLIP,SAM TURBO,CPC-80/400 | NO | 2 | 1150.41 | ZSPR | 2020-08-11 |  | 1968
3621 |  | OFS | M3343476054 |  | COUPLING KEY,95.02,SAM TURBO,CPC-80/400 | NO | 2 | 933.71 | ZSPR | 2020-08-11 |  | 1968
3622 |  | OFS | M3343806009 |  | BEARING CAP OUTER,SAM TURBO,CPC-80/400 | NO | 1 | 850.66 | ZSPR | 2020-08-11 |  | 1968
3623 |  | OFS | M3343806012 |  | BEARING HOUSING,36.052,SAM TURBO,PUMP | NO | 1 | 9784.62 | ZSPR | 2020-08-11 |  | 1968
3624 |  | OFS | M3343806019 |  | LANTERN RING,SAM TURBO,PUMP,CPC-80/400 | NO | 2 | 1604.11 | ZSPR | 2020-08-11 |  | 1968
3625 |  | OFS | M3343806020 |  | LOCK NUT BRG COLLAR,93.152,SAM TURBO | NO | 2 | 1796.51 | ZSPR | 2020-08-11 |  | 1968
3626 |  | OFS | M3343806021 |  | LOCK NUT (SHAFT),93.153 | NO | 2 | 814.21 | ZSPR | 2020-08-11 |  | 1968
3627 |  | OFS | M3343806022 |  | LOCK WASHER,94.053,SAM TURBO,PUMP | NO | 2 | 933.7 | ZSPR | 2020-08-11 |  | 1968
3628 |  | OFS | M3358706010 |  | COOLING TUBE,8376B,SAM TURBO | SET | 3 | 2946.92 | ZSPR | 2020-08-11 |  | 1968
3629 |  | OFS | M3504091660 |  | OIL SEAL,101131,KULKARNI | NO | 3 | 6789.98 | ZSPR | 2020-05-23 |  | 2048
3630 |  | AHM | M3569116561 |  | FAN CASING,F-12012/1,C. DOCTOR,KB 36 III | NO | 2 | 479398.62 | ZSPR | 2020-09-21 |  | 1927
3631 |  | AHM | M3569116562 |  | IMPELLER,F-12012/2,C. DOCTOR,KB 36 III | NO | 2 | 502999.58 | ZSPR | 2020-09-21 |  | 1927
3632 |  | AHM | M3569116563 |  | SHAFT,F-12012/3,C. DOCTOR,KB 36 III | NO | 2 | 148999.58 | ZSPR | 2020-09-21 |  | 1927
3633 |  | AHM | M3569116564 |  | SHAFT SEAL,F-12012&4,C.DOCTOR,KB 36 III | NO | 6 | 60499.58 | ZSPR | 2020-09-21 |  | 1927
3634 |  | AHM | M3569116565 |  | INLET CONE,F-12012/5,C. DOCTOR,KB 36 III | NO | 3 | 71119.58 | ZSPR | 2020-09-21 |  | 1927
3635 |  | AHM | M3569116566 |  | BEARING HOUSING,F-12012/6,C. DOCTOR | SET | 3 | 202099.58 | ZSPR | 2020-09-21 |  | 1927
3636 |  | AHM | M3569116570 |  | OUTLET CONNECTION,F-12012/15,C. DOCTOR | NO | 4 | 82919.58 | ZSPR | 2020-09-21 |  | 1927
3637 |  | AMH | M3569116575 |  | COOLING DISC,C.DOCTOR,KB 36 III | NO | 4 | 42799.58 | ZSPR | 2020-09-21 |  | 1927
3638 |  | OFS | M3581496000 |  | BLOWER ASSY,BOM-M5VR4/1,EVEREST BLOWER | NO | 1 | 139387.61 | ZSPR | 2020-05-23 |  | 2048
3639 |  | OFS | M3581496014 |  | LIP SEAL,M5125,DE LONG SHAFT | SET | 2 | 817 | ZSPR | 2020-05-23 |  | 2048
3640 |  | OFS | M3581516000 |  | BLOWER ASSY,9575-162-PVM-B-149,M 5175 | NO | 1 | 197861.45 | ZSPR | 2020-05-23 |  | 2048
3641 |  | OFS | M3581516002 |  | LOBE SET,SECM5175R1/4,EVEREST BLOWER | NO | 2 | 43414.88 | ZSPR | 2020-05-23 |  | 2048
3642 |  | OFS | M3581516003 |  | DRIVEN ROTOR SHAFT ASSEMBLY M 5175 | NO | 2 | 43414.88 | ZSPR | 2020-05-23 |  | 2048
3643 |  | OFS | M3581516007 |  | LIP SEAL-DE LONG SFT,EVEREST,M 5175 | NO | 4 | 1633 | ZSPR | 2020-05-23 |  | 2048
3644 |  | OFS | M3581516008 |  | LIP SEAL-DNE SRT SFT,EVEREST,BLOWER | NO | 4 | 1633 | ZSPR | 2020-05-23 |  | 2048
3645 |  | OFS | M3581516009 |  | LIP SEAL-GEAR END,EVEREST,BLOWER,M 5175 | NO | 4 | 1633 | ZSPR | 2020-05-23 |  | 2048
3646 |  | OFS | M3581516010 |  | LIP SEAL-BRG COVER,EVEREST,BLOWER,M 5175 | NO | 4 | 1633 | ZSPR | 2020-05-23 |  | 2048
3647 |  | OFS | M3581516016 |  | TIMING GEAR,SEC5175R1/17,M5175 | ST | 2 | 41927.88 | ZSPR | 2020-05-23 |  | 2048
3648 |  | OFS | M3581516017 |  | HARD TAPER PIN,BLOWER,M 5175 | ST | 5 | 6749.98 | ZSPR | 2020-05-23 |  | 2048
3649 |  | OFS | M3581516018 |  | PARALLEL KEY,BLOWER,M 5175 | ST | 5 | 6135.98 | ZSPR | 2020-05-23 |  | 2048
3650 |  | OFS | M3581516019 |  | LABYRINTH SPCR-DE,EVEREST,BLOWER,M 5175 | NO | 5 | 4129.99 | ZSPR | 2020-05-23 |  | 2048
3651 |  | OFS | M3581516020 |  | LABYRINTH SPCR-DNE,EVEREST,BLOWER,M 5175 | NO | 5 | 4129.99 | ZSPR | 2020-05-23 |  | 2048
3652 |  | OFS | M3581516021 |  | GEAR BEARING SPACER,BLOWER,M 5175 | NO | 10 | 6330.98 | ZSPR | 2020-05-29 | 2019-04-05 | 2462
3653 |  | OFS | M3581516022 |  | PULLEY SPACER BUSH,BLOWER,M 5175 | NO | 10 | 11882.97 | ZSPR | 2020-05-23 |  | 2048
3654 |  | OFS | M3581516025 |  | LOCK NUT&WASHER,BLOWER,M 5175 | ST | 5 | 1770 | ZSPR | 2020-05-23 |  | 2048
3655 |  | OFS | M3581516026 |  | SIGHT GLASS ASSY,EVEREST,BLOWER,M 5175 | ST | 5 | 3834.99 | ZSPR | 2020-05-23 |  | 2048
3656 |  | OFS | M3581516027 |  | OIL DRAIN/FILL PLUG,BLOWER,M 5175 | ST | 5 | 1475 | ZSPR | 2020-05-23 |  | 2048
3657 |  | OFS | M3581566213 |  | TIMING HUB,EVEREST,BLOWER,610 | SET | 1 | 1963.99 | ZSPR | 2020-05-23 |  | 2048
3658 |  | OFS | M3581566214 |  | TIMING GEAR,EVEREST BLOWER,BLOWER,610 | SET | 1 | 15339.96 | ZSPR | 2020-05-23 |  | 2048
3659 |  | OFS | M5741171200 |  | 25D-140:DUPLEX FLTR-COMPLETE ASSY | NO | 2 | 117882 | ZSPR | 2020-10-10 |  | 1908
3660 |  | TMD | M5741200153 |  | B STRAINER:600NB FILTER ELEMENT | NO | 4 | 434240 | ZSPR | 2020-09-10 | 2020-11-25 | 1862 | Critical item
3661 |  | TMD | M5741200279 |  | B STRAINER:450NB FILTER ELEMENT | NO | 6 | 441320 | ZSPR | 2020-05-20 | 2020-09-07 | 1941 | Critical item
3662 |  | TMD | M5741200308 |  | BASKET STR 650NBX150#FILTR ELEMENT | NO | 5 | 615960 | ZSPR | 2020-05-20 |  | 2051 | Critical item
3663 |  | TMD | M5741212118 |  | FILTER ELEMENT 1950001,BOLL&KIRCH | NO | 1 | 716858 | ZSPR | 2020-12-19 |  | 1838
3664 |  | TMD | M5741401006 |  | FILTER ELEMENT-01.NR1000 25G 10 BP | NO | 7 | 513070 | ZSPR | 2020-09-24 |  | 1924
3665 |  | OFS | M5805376000 |  | HRSCC ASSY,L-14-722/01,KAVITSU | SET | 1 | 493358 | ZSPR | 2020-09-15 |  | 1933 | Critical item
3666 |  | OFS | M5840500408 |  | SHELL ASSY,80S30-6,PENTAIR CODELINE | NO | 4 | 256159 | ZSPR | 2020-06-26 |  | 2014 | Critical item
3667 |  | OFS | M5840500409 |  | HEAD ASSY,80S30-6,PENTAIR CODELINE | NO | 12 | 178161.43 | ZSPR | 2020-06-26 | 2020-11-25 | 1862 | Critical item
3668 |  | OFS | M6200005301 |  | OIL SKIMMER,100-200LPH | NO | 1 | 477900 | ZSPR | 2020-12-03 |  | 1854 | Critical item
3669 |  | OFS | M6806016072 |  | DELUGE VALVE -150 NB | NO | 1 | 58876 | ZOTS | 2017-06-30 | 2020-04-22 | 2079
3670 |  | OFS | M6806300027 |  | CLAPPER ASSEMBLY 6"V/V SPARES.710040411 | NO | 2 | 45669.5 | ZOTH | 2017-06-30 | 2020-04-22 | 2079
3671 |  | OFS | M6806300139 |  | COMPLETE DELUGE VALVE ASSY ALONG 100NB | NO | 1 | 47315 | ZOTH | 2017-06-30 | 2020-04-22 | 2079
3672 |  | OFS | M6806306065 |  | WATER MONITOR SETS WITH NOZL.BRANCH PIPE | NO | 1 | 18902 | ZOTH | 2017-06-30 | 2020-07-17 | 1993
3673 | Non Moving Item | OFS | M1877272148 | Non Moving Item | DIAPHRAGM VALVE 125MMNB | NO | 12 | 132146.68 | ZSPR | 2019-05-16 |  | 2421
3674 | Non Moving Item | OFS | M2052458802 | Non Moving Item | WORM SHAFT,ALLENBERRY,12 SM | NO | 2 | 255871 | ZSPR | 2018-07-13 |  | 2728
3675 | Non Moving Item | OFS | M2052576634 | Non Moving Item | WORM WHEEL,PETL,HFA-8-D | NO | 2 | 191903 | ZSPR | 2018-07-13 |  | 2728
3676 | Non Moving Item | OFS | M3192196027 | Non Moving Item | FIG-590/150X150:KEY | NO | 2 | 9532.39 | ZSPR | 2019-04-26 |  | 2441 | material withdrawn on 03 03 2025
3677 | Non Moving Item | OFS | M3192836017 | Non Moving Item | KEY,26,5625,F/COUPLING | NO | 1 | 3815.4 | ZSPR | 2019-04-23 |  | 2444
3678 | Non Moving Item | OFS | M3246270000 | Non Moving Item | PUMP ASSY,LEAKPROOF,1C18G | NO | 2 | 77396 | ZSPR | 2019-11-07 |  | 2246
3679 | Non Moving Item | OFS | M3246416007 | Non Moving Item | O-RING,M&P,PISO 32-200 | SET | 4 | 770.8 | ZSPR | 2019-09-10 |  | 2304
3680 | Non Moving Item | OFS | M3246616018 | Non Moving Item | O-RING,522.2,MATHER&PLATT,BHM-30 | NO | 4 | 927.44 | ZSPR | 2019-09-10 |  | 2304
3681 | Non Moving Item | OFS | M3254086003 | Non Moving Item | SHAFT SLEEVE,KISHOR,PUMP,CHL 050X315 | NO | 4 | 22532.01 | ZSPR | 2019-06-24 |  | 2382
3682 | Non Moving Item | OFS | M3254086004 | Non Moving Item | GASKET,811,KISHOR,PUMP,CHL 050X315 | NO | 1 | 2740 | ZSPR | 2017-11-13 |  | 2970
3683 | Non Moving Item | OFS | M3254086018 | Non Moving Item | BEARING,KISHOR,PUMP,CHL 050X315 | NO | 1 | 6818.75 | ZSPR | 2019-06-24 |  | 2382
3684 | Non Moving Item | OFS | M3254086022 | Non Moving Item | BEARING COVER CE-BC,743.70,KISHOR,PUMP | NO | 2 | 5930 | ZSPR | 2019-06-24 |  | 2382
3685 | Non Moving Item | OFS | M3254586010 | Non Moving Item | SB LANTERN RING,PSDKPBBOAN14501022 | NO | 1 | 19567.5 | ZSPR | 2019-06-24 |  | 2382
3686 | Non Moving Item | OFS | M3254586022 | Non Moving Item | STUFFING BOX,725,KISHOR,VERSA 65-315:EG | NO | 1 | 9783.25 | ZSPR | 2019-06-24 |  | 2382
3687 | Non Moving Item | OFS | M3254586023 | Non Moving Item | GLAND,730,KISHOR,VERSA 65-315:EG:SB | NO | 1 | 15119.75 | ZSPR | 2019-06-24 |  | 2382
3688 | Non Moving Item | OFS | M3254586030 | Non Moving Item | IMPELLER NUT,938,PUMP,EG 65-315 | SET | 1 | 15357.75 | ZSPR | 2019-06-24 |  | 2382
3689 | Non Moving Item | OFS | M3254586031 | Non Moving Item | BEARING LOCK NUT,942,VERSA EG 65-315 | SET | 2 | 2274.6 | ZSPR | 2019-06-24 |  | 2382
3690 | Non Moving Item | OFS | M3254587010 | Non Moving Item | BEARING COVER CE,VERSA 65-315:HI | NO | 2 | 7708.5 | ZSPR | 2019-06-24 |  | 2382
3691 | Non Moving Item | OFS | M3254587011 | Non Moving Item | BRG COVER ME,KISHOR,VERSA HI 65-315 | NO | 2 | 5336.5 | ZSPR | 2019-06-24 |  | 2382
3692 | Non Moving Item | OFS | M3254587015 | Non Moving Item | IMPELLER NUT,KISHOR,VERSA HI 65-315 | NO | 2 | 18381.5 | ZSPR | 2019-06-24 |  | 2382
3693 | Non Moving Item | OFS | M3254595115 | Non Moving Item | ADAPTER,KISHOR,HG 32-250,VERSA | NO | 1 | 14171.75 | ZSPR | 2019-06-24 |  | 2382
3694 | Non Moving Item | OFS | M3254595213 | Non Moving Item | BEARING COVER CE,KISHOR,HG 50-360 | NO | 1 | 3498.75 | ZSPR | 2019-06-24 |  | 2382
3695 | Non Moving Item | OFS | M3254596110 | Non Moving Item | LANTERN RING,KISHOR,EG 100-200:SB | NO | 2 | 8301 | ZSPR | 2019-06-24 |  | 2382
3696 | Non Moving Item | OFS | M3254596111 | Non Moving Item | GLAND FOLLOWER,VERSA EG 100-200:SB | NO | 2 | 7708.5 | ZSPR | 2019-06-24 |  | 2382
3697 | Non Moving Item | OFS | M3254596117 | Non Moving Item | BEARING HOUSING,KISHOR,VERSA EG 100-200 | SET | 1 | 13637.5 | ZSPR | 2019-06-24 |  | 2382
3698 | Non Moving Item | OFS | M3254596127 | Non Moving Item | IMPELLER NUT,KISHOR,PUMP,EG 100-200 | SET | 1 | 14823.5 | ZSPR | 2019-06-24 |  | 2382
3699 | Non Moving Item | OFS | M3254597005 | Non Moving Item | SHAFT SLEEVE,KISHOR,HI 100-250 | NO | 2 | 8894.5 | ZSPR | 2019-06-24 |  | 2382
3700 | Non Moving Item | OFS | M3254598106 | Non Moving Item | SPACER SLEEVE,VERSA,KISHOR | NO | 3 | 53212.01 | ZSPR | 2019-06-24 |  | 2382
3701 | Non Moving Item | CHP | M3254916105 | Non Moving Item | BEARING BUSH,VERSA EG-50-315 | NO | 18 | 330239.77 | ZSPR | 2019-12-12 |  | 2211
3702 | Non Moving Item | CHP | M3254916110 | Non Moving Item | SHAFT,PSDKPPBOAN15361011R1,KISHOR PUMPS | NO | 5 | 172347.36 | ZSPR | 2019-12-12 |  | 2211
3703 | Non Moving Item | OFS | M3264026030 | Non Moving Item | IMPELLER NSE CAP,8A&8B/33,M&P,PISO50-315 | NO | 2 | 3691.3 | ZSPR | 2019-09-10 |  | 2304
3704 | Non Moving Item | OFS | M3264066003 | Non Moving Item | SHAFT,1800,SS,M&P,100/125 CSN-TB | NO | 1 | 24634.23 | ZSPR | 2019-09-10 |  | 2304
3705 | Non Moving Item | OFS | M3264066007 | Non Moving Item | IMPELLER,1500,BRONZE,M&P,100/125 CSNTB | NO | 1 | 88399.53 | ZSPR | 2019-09-10 |  | 2304
3706 | Non Moving Item | OFS | M3264066008 | Non Moving Item | SHAFT SLEEVE,SS316,M&P,100/125 CSN-TB | NO | 2 | 9453.04 | ZSPR | 2019-09-10 |  | 2304
3707 | Non Moving Item | OFS | M3264316024 | Non Moving Item | COUPLING KEY,3250,SS316,M&P,6/8 BLE | NO | 2 | 1220.27 | ZSPR | 2019-09-10 |  | 2304
3708 | Non Moving Item | OFS | M3264636007 | Non Moving Item | BEARING HOUSING,1 3802 5200 042/008 | NO | 1 | 22876.01 | ZSPR | 2019-09-10 |  | 2304
3709 | Non Moving Item | OFS | M3264636008 | Non Moving Item | BRG END CVR,CI,M&P,PISO 50-315 | NO | 1 | 7663.31 | ZSPR | 2019-09-10 |  | 2304
3710 | Non Moving Item | OFS | M3264636012 | Non Moving Item | SPACER SLEEVE,2111,M&P,125/150 BST | NO | 2 | 1315.87 | ZSPR | 2019-09-10 |  | 2304
3711 | Non Moving Item | OFS | M3264846013 | Non Moving Item | IMPELLER KEY,49,SS316,M&P,PISO 50-315 | NO | 2 | 1539.59 | ZSPR | 2019-09-10 |  | 2304
3712 | Non Moving Item | OFS | M3265026011 | Non Moving Item | SHAFT SLEEVE,MATHER&PLATT,PISO 32-200 | SET | 2 | 1846.67 | ZSPR | 2019-09-10 |  | 2304
3713 | Non Moving Item | OFS | M3265076003 | Non Moving Item | SPACER SLEEVE,SS316,M&P,PISO 32-200 | NO | 2 | 722 | ZSPR | 2019-09-10 |  | 2304
3714 | Non Moving Item | OFS | M3265076008 | Non Moving Item | SHAFT WITH KEY,5,MATHER&PLATT,ET-ISO 12H | NO | 2 | 5361.06 | ZSPR | 2019-09-10 |  | 2304
3715 | Non Moving Item | OFS | M3265106016 | Non Moving Item | IMPELLER KEY,SS410,M&P,PISO 32-200 | NO | 2 | 722 | ZSPR | 2019-09-10 |  | 2304
3716 | Non Moving Item | OFS | M3265106017 | Non Moving Item | COUPLING KEY,SS410,M&P,PISO 32-200 | NO | 2 | 593.88 | ZSPR | 2019-09-10 |  | 2304
3717 | Non Moving Item | OFS | M3265140000 | Non Moving Item | PUMP ASSY,20205 5200 005B,MATHER&PLATT | NO | 1 | 110803 | ZSPR | 2019-12-20 |  | 2203
2303 | Non Moving Item | EMD | M7045901010 | Non Moving Item | GASKET-OIL PUMP | NO | 1 | 0.02 | ZSPR | 2017-06-30 |  | 3106 | Critical item
1955 | Non Moving Item | EMD | M8360987801 | Non Moving Item | DIODE,BLOCKING,160A,1600V | NO | 2 | 0.02 | ZSPR | 2018-12-31 | 2020-10-17 | 1901 | critical spare
2296 | Non Moving Item | EMD | M7045901003 | Non Moving Item | GASKET-WATER PUMP | NO | 2 | 0.02 | ZSPR | 2017-06-30 |  | 3106 | Critical item
2301 | Non Moving Item | EMD | M7045901008 | Non Moving Item | GASKET,THERMSTAT HSG,SE-573G/3,PERKINS | NO | 2 | 0.02 | ZSPR | 2017-06-30 |  | 3106 | Critical item
2682 | Non Moving Item | EMD | M8552005847 | Non Moving Item | SWITCH,LMT,OIL TIGHT,1NO+1NC,3SE31001E | NO | 2 | 0.02 | ZSPR | 2019-05-16 |  | 2421
2308 | Non Moving Item | EMD | M7045901015 | Non Moving Item | BIG END BEARING KIT,SE-91AA/3M,PERKINS | SET | 1 | 0.01 | ZSPR | 2017-06-30 |  | 3106 | Critical item
2330 | Non Moving Item | EMD | M8112154781 | Non Moving Item | CABLE,PWR,1MM2,19C,SOLID,CU,415V,UNARMD | NO | 1 | 0.01 | ZOTH | 2019-04-11 |  | 2456 | critical spare
2849 | Non Moving Item | EMD | M8586196625 | Non Moving Item | GAS CYLINDER,SF6 CB | NO | 1 | 0.01 | ZSPR | 2019-01-31 |  | 2526
2925 | Non Moving Item | EMD | M8614174081 | Non Moving Item | MOTOR,SQ CAGE IND,415VAC,3PH,S1,80,4P,B3 | NO | 1 | 0.01 | ZSPR | 2017-03-27 |  | 3201 | Critical item
2926 | Non Moving Item | EMD | M8614174261 | Non Moving Item | MOTOR,SQL CAGE IND,415VAC,2.58A,3PH,S1 | NO | 1 | 0.01 | ZSPR | 2017-03-27 |  | 3201 | Critical item
2927 | Non Moving Item | EMD | M8614214082 | Non Moving Item | MOTOR,SQ CAGE IND,415VAC,3PH,S1,90L,B3,F | NO | 1 | 0.01 | ZSPR | 2017-03-27 |  | 3201 | Critical item
2937 | Non Moving Item | EMD | M8695852106 | Non Moving Item | BEARING INSIDE CAP,MARATHON,MOTOR | NO | 1 | 0.01 | ZSPR | 2019-04-06 |  | 2461
2963 | Non Moving Item | EMD | M8721621502 | Non Moving Item | XFMR,CURR,2500/1A,0.415/0.66KV,15VA | NO | 2 | 0.01 | ZSPR | 2019-04-06 |  | 2461
2363 | Non Moving Item | EMD | M8190050520 | Non Moving Item | JUNC BOX,16X11X4IN,CI | NO | 18 | 0.01 | ZOTH | 2019-05-16 |  | 2421 | material withdrawn
3172 | Non Moving Item | EMD | M9071105740 | Non Moving Item | RELAY,TRP CKT SUP,220VDC,VAX21ZG8045B,EE | NO | 40 | 0.01 | ZSPR | 2019-03-19 |  | 2479
2321 | Non Moving Item | EMD | M8110242608 | Non Moving Item | CABLE,PWR,300MM2,3C,STRANDED,AL,1.1KV | M | 55 | 0.01 | ZOTH | 2019-04-11 |  | 2456 | material withdrawn
2319 | Non Moving Item | EMD | M8110202408 | Non Moving Item | CABLE,PWR,240MM2,2C,STRANDED,AL,1.1KV | M | 131.1 | 0.01 | ZOTH | 2019-04-06 |  | 2461 | material withdrawn
2329 | Non Moving Item | EMD | M8112154541 | Non Moving Item | CABLE,PWR,1MM2,10C,SOLID,CU,415V,UNARMD | M | 160.5 | 0.01 | ZSPR | 2019-04-11 |  | 2456 | critical spare
2325 | Non Moving Item | EMD | M8110782098 | Non Moving Item | CABLE,PWR,25MM2,1C,STRANDED,AL,1.1KV | M | 300 | 0.01 | ZOTH | 2019-04-08 |  | 2459 | material withdrawn
2331 | Non Moving Item | EMD | M8112174938 | Non Moving Item | CABLE,PWR,1.5MM2,30C,SOLID,CU,650V,PVC | M | 553 | 0.01 | ZOTH | 2019-04-11 |  | 2456 | critical spare
2326 | Non Moving Item | EMD | M8112034661 | Non Moving Item | CABLE,PWR,1MM2,4C,SOLID,CU,415V,PVC | NO | 839 | 0.01 | ZSPR | 2019-04-11 |  | 2456 | critical spare
2324 | Non Moving Item | EMD | M8110781068 | Non Moving Item | CABLE,PWR,6MM2,1C,SOLID,AL,1.1KV,UNARMD | M | 1200 | 0.01 | ZOTH | 2019-04-08 |  | 2459 | critical spare
3154 | Non Moving Item | EMD | M9010411194 | Non Moving Item | RELAY,AUXILIARY,CAA11 SPECM2YF22L,EE | NO | 1 | 0 | ZSPR | 2019-04-05 |  | 2462
2675 | Non Moving Item | EMD | M8547370356 | Non Moving Item | FUSE BASE,KIT KAT,415VAC,321A,PORCELAIN | NO | 28 | 0 | ZSPR | 2019-03-19 |  | 2479
2318 | Non Moving Item | EMD | M8110202383 | Non Moving Item | CABLE,PWR,150MM2,2C,STRANDED,AL,1.1KV | M | 192.1 | 0 | ZOTH | 2019-04-11 |  | 2456 | material withdrawn
3743 | Non Moving Item | BMD | M3351500010 | Non Moving Item | PUMP ASSY,SWELORE,WD 1750/56 VX | NO | 1 | 71979.9 | ZSPR | 2017-11-13 | 2019-01-04 | 2553
3744 | Non Moving Item | OFS | M3504000618 | Non Moving Item | AIR FILTER,KAY,BLOWER,44 AC | NO | 5 | 20092 | ZSPR | 2018-12-24 |  | 2564
3745 | Non Moving Item | OFS | M3581516030 | Non Moving Item | SUCTION SILENCER,EVEREST,BLOWER,M 5175 | NO | 2 | 19134.99 | ZSPR | 2017-10-31 |  | 2983
3746 | Non Moving Item | OFS | M3799056000 | Non Moving Item | VALVE ASSY,WEIR BDK | NO | 6 | 2011806 | ZSPR | 2017-06-30 |  | 3106
3747 | Non Moving Item | OFS | M5738136020 | Non Moving Item | COMPLETE ASSY,ID700XL775MM,SRM | NO | 2 | 64000 | ZSPR | 2018-03-31 |  | 2832
3748 | Non Moving Item | OFS | M5738136060 | Non Moving Item | EXPANSION JOINT ASSY,SRM/KBL/NTPC/GDWR/+ | NO | 1 | 19000 | ZSPR | 2018-03-31 |  | 2832
3749 | Non Moving Item | OFS | M5805656011 | Non Moving Item | VALVE,DIAPH,FLGD,CI,NPRN RBR,25MM | NO | 5 | 4000 | ZSPR | 2017-11-13 | 2018-08-31 | 2679
3750 | Non Moving Item | OFS | M5810306006 | Non Moving Item | COVER GLASS FOR LEVEL INDICATOR | NO | 1 | 30780 | ZSPR | 2017-10-12 |  | 3002
3751 | Non Moving Item | OFS | M5815050016 | Non Moving Item | ACTIVATED CARBON, PACKED IN 50 KG. BAG | MT | 0.552 | 186913.92 | ZSPR | 2018-05-15 |  | 2787
3752 | Non Moving Item | OFS | M5815056012 | Non Moving Item | STRAINERS FOR ACTIVATED CARBON FILTER | NO | 4 | 20768 | ZSPR | 2018-05-15 |  | 2787
3753 | Non Moving Item | OFS | M5815106031 | Non Moving Item | CHECK VALVE 80 MM NB CIRL | NO | 1 | 7200 | ZSPR | 2017-10-12 |  | 3002
3754 | Non Moving Item | OFS | M5820900101 | Non Moving Item | AGITATOR ASSY,VS-502,VALLABHDAS & SONS | NO | 3 | 166000 | ZSPR | 2017-03-27 |  | 3201
3755 | Non Moving Item | OFS | M5820900106 | Non Moving Item | AGITATOR ASSY,VS-410,VALLABHDAS & SONS | NO | 1 | 40000 | ZSPR | 2017-03-27 |  | 3201
3756 | Non Moving Item | OFS | M5820900109 | Non Moving Item | AGITATOR ASSY,VS-420,VALLABHDAS & SONS | NO | 1 | 40000 | ZSPR | 2017-03-27 |  | 3201
3757 | Non Moving Item | OFS | M5840251106 | Non Moving Item | INLET STRAINER,MB/6,ION EXCHANGE | NO | 50 | 7469 | ZSPR | 2018-05-15 |  | 2787
3758 | Non Moving Item | BMD | M6253676005 | Non Moving Item | PUMP,SP-1233&B,SUMESH PETROLEUM | NO | 1 | 192378 | ZSPR | 2017-10-12 |  | 3002
3759 | Non Moving Item | OFS | M6604046011 | Non Moving Item | PRE FILTER | NO | 4 | 632480 | ZSPR | 2018-05-15 |  | 2787
3760 | Non Moving Item | OFS | M6604046034 | Non Moving Item | PRIMARY FILTERS AHU FOR COMP ACCESSORIES | NO | 63 | 304794 | ZSPR | 2019-11-14 |  | 2239
3761 | Non Moving Item | OFS | M6604046049 | Non Moving Item | MICROVEE FILTER,MBVA24L,AHU | NO | 47 | 110643 | ZSPR | 2019-11-14 |  | 2239
3762 | Non Moving Item | OFS | M6604926001 | Non Moving Item | SUCTION SCREEN | NO | 2 | 4012 | ZSPR | 2019-11-14 |  | 2239
3763 | Non Moving Item | OFS | M6604926002 | Non Moving Item | SUCTION SCREEN,AIR WASHER | SET | 4 | 10908 | ZSPR | 2019-11-14 |  | 2239
3764 | Non Moving Item | C&I | M6802020007 | Non Moving Item | HEAT SENSING CABLE,AUR/C&I/FFS/ALHS 01 | M | 1200 | 104209.84 | ZSPR | 2018-05-24 |  | 2778
3765 | Non Moving Item | OFS | M6807100035 | Non Moving Item | SPRAY NOZZLE,SPRAY SYSTEM,RD9.8 | NO | 2 | 1184.1 | ZSPR | 2018-05-05 |  | 2797
3766 | Non Moving Item | OFS | M6807100039 | Non Moving Item | SPRAY NOZZLE,SPRAY SYSTEM,RD8.3 | NO | 2 | 1184.1 | ZSPR | 2018-05-05 |  | 2797
3767 | Non Moving Item | OFS | M6807156012 | Non Moving Item | SPRAY NOZZLE,HD FIRE PROTECT,HV-AS | NO | 242 | 142528 | ZSPR | 2018-12-07 | 2019-09-03 | 2311
3768 | Non Moving Item | OFS | M6815600039 | Non Moving Item | LEVEL INDICATOR,9-535V005 | NO | 1 | 20467 | ZSPR | 2018-02-15 |  | 2876
3769 | Non Moving Item | OFS | M1728500300 | Non Moving Item | ELBOW,BW,A312-TP316L,90DEG,1.5D,25MM | NO | 10 | 1132.98 | ZOTH | 2019-07-25 | 2019-08-05 | 2340
3770 | Non Moving Item | OFS | M2025120758 | Non Moving Item | BELT,V,A34,13MM,8MM,914MM | NO | 27 | 987.23 | ZOTS |  | 2019-08-05 | 2340
3771 | Non Moving Item | OFS | M2025132036 | Non Moving Item | B-58 V BELT IS:2494 (PART-I) | NO | 20 | 1676.32 | ZOTS | 2019-06-22 | 2019-07-11 | 2365
3772 | Non Moving Item | OFS | M2025132531 | Non Moving Item | B-68 V BELT IS:2494 (PART-I) | NO | 16 | 387.16 | ZOTS |  | 2019-08-05 | 2340
3773 | Non Moving Item | OFS | M2025133456 | Non Moving Item | V BELT B-88 | NO | 25 | 3265.11 | ZOTS | 2019-03-19 |  | 2479
3774 | Non Moving Item | OFS | M2025133507 | Non Moving Item | BELT,V,B89,17MM,11MM,2337MM | NO | 26 | 3186.36 | ZOTS | 2019-03-19 |  | 2479
3775 | Non Moving Item | OFS | M2025133604 | Non Moving Item | BELT,V,B91,17MM,10MM,2388MM | NO | 16 | 2150.69 | ZOTS | 2019-03-19 |  | 2479
3776 | Non Moving Item | OFS | M2025133792 | Non Moving Item | V BELT B-95 | NO | 35 | 4007.52 | ZOTS | 2019-03-19 |  | 2479
3777 | Non Moving Item | OFS | M2057327400 | Non Moving Item | COUPLING RRL110/140 | NO | 6 | 17671.97 | ZOTS | 2018-12-12 |  | 2576
3778 | Non Moving Item | OFS | M3264836002 | Non Moving Item | GLAND,CI,MATHER&PLATT,80/100 CSN | NO | 4 | 18455.59 | ZSPR | 2020-01-07 |  | 2185
3779 | Non Moving Item | OFS | M3264836005 | Non Moving Item | THRUST COLLAR,2884,EN8,M&P,80/100 CSN | NO | 3 | 1655.6 | ZSPR | 2020-01-07 |  | 2185
3780 | Non Moving Item | OFS | M3264836006 | Non Moving Item | LOCK NUT,3012,M&P,80/100CSN | NO | 4 | 1118.64 | ZSPR | 2020-01-07 |  | 2185
3781 | Non Moving Item | OFS | M3264836008 | Non Moving Item | IMPELLER KEY,3200,EN8,M&P,80/100 CSN | NO | 4 | 1920 | ZSPR | 2020-01-07 |  | 2185
3782 | Non Moving Item | OFS | M3264836009 | Non Moving Item | STUFFING BOX,2402,M&P,80/100 CSN | NO | 4 | 13452.19 | ZSPR | 2020-01-07 |  | 2185
3783 | Non Moving Item | OFS | M3264836010 | Non Moving Item | WATER THROWER,2070,RBR,M&P,80/100 CSN | NO | 6 | 2188.48 | ZSPR | 2020-01-07 |  | 2185
3784 | Non Moving Item | OFS | M3264836011 | Non Moving Item | BRG END CVR,2751&2754,CI,M&P,80/100 CSN | ST | 2 | 4624.06 | ZSPR | 2020-01-07 |  | 2185
3785 | Non Moving Item | OFS | M3264836012 | Non Moving Item | LOGGING RING,2300,GFN,M&P,80/100 CSN | NO | 6 | 2880 | ZSPR | 2020-01-07 |  | 2185
3786 | Non Moving Item | OFS | M3264836013 | Non Moving Item | BRG HOUSING,2761&2764,CI,M&P,80/100 CSN | ST | 2 | 11119.31 | ZSPR | 2020-01-07 |  | 2185
3787 | Non Moving Item | OFS | M3264836015 | Non Moving Item | SLEEVE,2100,SS316,M&P,80/100 CSN | NO | 4 | 16254.91 | ZSPR | 2020-01-07 |  | 2185
3788 | Non Moving Item | OFS | M3264836016 | Non Moving Item | SHAFT,1800,SS316,M&P,80/100 CSN | NO | 2 | 26863.7 | ZSPR | 2020-01-07 |  | 2185
3789 | Non Moving Item | OFS | M3264836017 | Non Moving Item | NECK RING,1181,BRONZE,M&P,80/100 CSN | NO | 2 | 12655.93 | ZSPR | 2020-01-07 |  | 2185
3790 | Non Moving Item | OFS | M3265866204 | Non Moving Item | IMPELLER,1500,BRONZE,M&P,SCP 100-360 HA | NO | 1 | 96495.18 | ZSPR | 2020-01-07 |  | 2185
3791 | Non Moving Item | OFS | M3265866211 | Non Moving Item | STUF BOX BUSH,2402,MS,M&P,SCP 100-360 HA | NO | 4 | 13919.99 | ZSPR | 2020-01-07 |  | 2185
3792 | Non Moving Item | OFS | M3265866214 | Non Moving Item | BRG END CVR NDE,2754,CI,M&P,SCP 100-360 | NO | 4 | 6943.71 | ZSPR | 2020-01-07 |  | 2185
3793 | Non Moving Item | OFS | M3265866215 | Non Moving Item | BRG HOUSING DE,2761,CI,M&P,SCP100-360 HA | NO | 4 | 22238.62 | ZSPR | 2020-01-07 |  | 2185
3794 | Non Moving Item | OFS | M6806300032 | Non Moving Item | CLAPPER ASSEMBLY 4" VALVE .71040611 | NO | 2 | 48144 | ZOTH | 2018-12-07 |  | 2581
3795 | Non Moving Item | OFS | M6807106014 | Non Moving Item | WM NOZZLE, 38MM | NO | 2 | 1184.1 | ZOTH | 2018-05-05 |  | 2797
3796 | Non Moving Item | OFS | M6807106015 | Non Moving Item | SPRAY NOZZLE,GRINNEL,FIRE FIGHTING SYS | NO | 90 | 58976 | ZOTH | 2018-12-07 |  | 2581
3797 | Non Moving Item | OFS | M6807150027 | Non Moving Item | PROJECTOR NOZZLE,FIRE FIGHTING SYS | NO | 133 | 96520 | ZOTS | 2018-12-07 |  | 2581
3798 | Non Moving Item | OFS | M6807156004 | Non Moving Item | SPRAY NOZZLE,FIRE FIGHTING SYS | NO | 192 | 92767 | ZOTS | 2018-12-07 |  | 2581
3799 | Non Moving Item | OFS | M6807156005 | Non Moving Item | SPRAY NOZZLE,MED VELOCITY WTR,K51X120DEG | NO | 305 | 132280 | ZOTS | 2018-12-07 |  | 2581
3800 | Non Moving Item | OFS | M6807156008 | Non Moving Item | SPRAY NOZZLE,MED VELOCITY WTR,K30X120DEG | NO | 158 | 78149 | ZOTS | 2018-12-07 |  | 2581
3801 | Non Moving Item | OFS | M6807156009 | Non Moving Item | SPRAY NOZZLE,HD FIRE PROTECT | NO | 116 | 58028 | ZOTS | 2018-12-07 |  | 2581
3802 | Non Moving Item | OFS | M6807206001 | Non Moving Item | DIAPHRAGM,HD101,HD FIRE PROTECT,A | NO | 2 | 8142 | ZOTH | 2018-12-07 |  | 2581
3803 | Non Moving Item | OFS | M6807256024 | Non Moving Item | COAL BRANCH PIPE,63MM,SS,F/COAL YARD | NO | 4 | 13216 | ZOTH | 2018-12-04 | 2019-04-10 | 2457
3804 | Non Moving Item | OFS | M6807306009 | Non Moving Item | QB DETECTORS FOR MVW SPRAY SYSTEM | NO | 70 | 13020 | ZOTH | 2018-02-15 | 2019-05-07 | 2430
3805 | Non Moving Item | OFS | M6809156001 | Non Moving Item | NOZZLE,UNITECH,INERT GAS SYSTEM,32PNU | NO | 2 | 1183.99 | ZOTH | 2018-05-05 |  | 2797
3806 | Non Moving Item | OFS | M6810106005 | Non Moving Item | CLAPPER ASSEMBLY COMPELTE FOR 80 NB DV | SET | 1 | 23954 | ZOTH | 2018-12-07 |  | 2581
3807 | Non Moving Item | OFS | M6810106138 | Non Moving Item | CLAMP RING FOR DELUGE V/V 150NB HD MAKE. | NO | 8 | 29028 | ZOTH | 2018-12-07 |  | 2581
3808 | Non Moving Item | OFS | M6810106142 | Non Moving Item | SEAT RUBBER FOR DELUGE V/V 150NB HD MAKE | NO | 8 | 13452 | ZOTH | 2018-12-07 |  | 2581
3809 | Non Moving Item | OFS | M6810106143 | Non Moving Item | DIAPHRAGM FOR DELUGE VALVE 150NB HD MAKE | NO | 8 | 50976 | ZOTH | 2018-12-07 |  | 2581
3810 | Non Moving Item | OFS | M6810106146 | Non Moving Item | RUBBER CLAMP FOR DELUGE V/V150NB HD MAKE | NO | 8 | 24072 | ZOTH | 2018-12-07 |  | 2581
3811 | Non Moving Item | OFS | M6810106149 | Non Moving Item | SEAT RUBBER FOR DELUGE V/V 100NB HD MAKE | NO | 12 | 18054 | ZOTH | 2018-12-07 |  | 2581
3812 | Non Moving Item | OFS | M6810106154 | Non Moving Item | CLAMP RING FOR DELUGE V/V 100NB HD MAKE. | NO | 12 | 35046 | ZOTH | 2018-12-07 |  | 2581
3813 | Non Moving Item | OFS | M6810106156 | Non Moving Item | RUBBER CLAMP DELUGE V/V 100NB HD MAKE. | NO | 12 | 29736 | ZOTH | 2018-12-07 |  | 2581
3814 | Non Moving Item | OFS | M6816016023 | Non Moving Item | PRES RELIEF DEVICE,01-6653-0103 | NO | 1 | 16297.93 | ZOTH | 2018-05-05 |  | 2797
3815 | Non Moving Item | OFS | M6825036077 | Non Moving Item | CABLE,MICC,2C,2.5MM2 | M | 270 | 107922 | ZOTH | 2019-03-23 |  | 2475
3816 | Non Moving Item | C&I | M6825100095 | Non Moving Item | HOSEBOX OF FIRE FIGHTING EQPT | NO | 19 | 2258.13 | ZOTS | 2018-05-05 |  | 2797
3817 | Non Moving Item | OFS | M6825106035 | Non Moving Item | NOZZLE PLAIN | NO | 2 | 1087.36 | ZOTS | 2018-05-05 |  | 2797
3818 | Non Moving Item | C&I | M6825306004 | Non Moving Item | HOSE BOX: 130X94X57MM | NO | 21 | 1437.11 | ZOTH | 2019-03-27 |  | 2471
3819 | Non Moving Item | OFS | M6890436013 | Non Moving Item | HOSE,SUCTION,IS3549,100MM,2.5M, | NO | 5 | 48675 | ZOTS | 2018-12-04 | 2019-04-10 | 2457
3820 |  | Safety | M2966821001 |  | WIND SOCK&STAND,1.80X0.9M | NO | 2 | 4248 | ZOTS | 2019-08-05 | 2020-06-19 | 2021
3821 |  | TMD | M3192706018 |  | WEARING RING,IMP,FIG F5821 | NO | 7 | 1315601.5 | ZSPR | 2019-03-16 | 2020-09-10 | 1938
3822 |  | TMD | M3429990641 |  | COOLER LUBE OIL,415300626,COMPRESSOR | NO | 1 | 161314.93 | ZSPR | 2020-08-20 |  | 1959
3823 |  | TMD | M3460756006 |  | GUDGEON PIN,2810031350,KPCL,TBTD-RM | NO | 4 | 36928.54 | ZSPR | 2020-07-11 |  | 1999
3824 |  | TMD | M3460756007 |  | CROSS HEAD BUSH,2810032950,KPCL,TBTD-RM | NO | 6 | 11396.12 | ZSPR | 2020-07-11 |  | 1999
3825 |  | TMD | M3460756014 |  | PRESSURE BREAKER,2810100450,KPCL,TBTD-RM | NO | 4 | 4093.04 | ZSPR | 2020-07-11 |  | 1999
3826 |  | TMD | M3460756017 |  | BREATHER ASSY,2460044150,KPCL,TBTD-RM | NO | 2 | 6351.78 | ZSPR | 2020-07-11 |  | 1999
3827 |  | TMD | M3460756020 |  | LP PIST UNLOADER,2810061550,KPCL,TBTD-RM | NO | 8 | 10733.96 | ZSPR | 2020-07-11 |  | 1999
3828 |  | TMD | M3460756022 |  | UNLOADER PISTON,2460080750,KPCL,TBTD-RM | NO | 4 | 3558.86 | ZSPR | 2020-07-11 |  | 1999
3829 |  | TMD | M3460756027 |  | SEALING JOINT,0910071500,KPCL,TBTD-RM | NO | 6 | 352.52 | ZSPR | 2020-07-11 |  | 1999
3830 |  | TMD | M3460756037 |  | VALVE COVER,24670750,KPCL,TBTD-RM | NO | 2 | 1585.12 | ZSPR | 2020-07-11 |  | 1999
3831 |  | TMD | M3460756041 |  | SUCT VALVE CVR,2460060750,KPCL,TBTD-RM | NO | 8 | 6339.48 | ZSPR | 2020-07-11 |  | 1999
3832 |  | TMD | M3460756043 |  | PACKING,2810020550,KPCL,TBTD-RM | NO | 10 | 6137.49 | ZSPR | 2020-08-19 |  | 1960
3833 |  | TMD | M3460756056 |  | BEARING BUSH,2810041850,KPCL,TBTD-RM | NO | 6 | 12841.96 | ZSPR | 2020-08-19 |  | 1960
3834 |  | TMD | M3460756072 |  | THRUST WASHER,2810051150,KPCL,TBTD-RM | NO | 6 | 13104.47 | ZSPR | 2020-07-11 |  | 1999
3835 |  | TMD | M3460756086 |  | GARTER SPRING,2810100750,KPCL,TBTD-RM | NO | 16 | 2003.44 | ZSPR | 2020-07-11 |  | 1999
3836 |  | TMD | M3460756094 |  | BUSH,2810115150,KPCL,COMPRESSOR,T-BTD-RM | NO | 2 | 486 | ZSPR | 2020-07-11 |  | 1999
3837 |  | TMD | M3460756139 |  | KEY,2810251450,TBTD-RM,KPCL | NO | 2 | 3908.48 | ZSPR | 2020-07-11 |  | 1999
3838 |  | TMD | M3460756140 |  | LOCK PLATE,2810251350,KPCL,TBTD-RM | NO | 2 | 1064.28 | ZSPR | 2020-08-19 |  | 1960
3839 |  | TMD | M3460756141 |  | LOCK WASHER,9992122650,KPCL,TBTD-RM | NO | 2 | 668.5 | ZSPR | 2020-07-11 |  | 1999
3840 |  | TMD | M3460756166 |  | BLIND PLATE,2460010850,KPCL,TBTD-RM | NO | 1 | 1910.16 | ZSPR | 2020-07-11 |  | 1999
3841 |  | TMD | M3460756198 |  | SMALL END BUSH,2810050350,KPCL,TBTD-RM | NO | 4 | 14331.77 | ZSPR | 2020-07-11 |  | 1999
3842 |  | TMD | M3460756230 |  | SAFETY VALVE,0307200350,T-BTD-RM | NO | 2 | 20258.05 | ZSPR | 2020-07-11 |  | 1999
3843 |  | TMD | M3799065417 |  | PACKING,25,BHEL,VALVE | NO | 93 | 59615.18 | ZSPR | 2018-03-27 | 2020-07-20 | 1990
3844 |  | TMD | M3799065615 |  | PACKING,27,BHEL,VALVE | NO | 80 | 308625.2 | ZSPR | 2018-03-27 | 2020-07-20 | 1990
3845 |  | TMD | M3799066812 |  | PACKING,25,BHEL,VALVE | NO | 150 | 18675 | ZSPR | 2018-03-27 | 2020-07-20 | 1990
3846 |  | TMD | M3799067211 |  | GASKET,15,BHEL,10IN,C150,GV,HW,BW,WCB | NO | 6 | 873.3 | ZSPR | 2018-08-31 | 2020-12-01 | 1856
3847 |  | TMD | M3799067212 |  | PACKING,25,BHEL,VALVE | NO | 85 | 42603.42 | ZSPR | 2018-03-27 | 2020-07-20 | 1990
3848 |  | TMD | M3799068005 |  | SW GASKET,BHEL,VALVE,2IN,CL800,SW,A105 | NO | 1 | 40379.5 | ZSPR | 2018-09-05 | 2020-12-11 | 1846
3849 |  | TMD | M3799993815 |  | PACKING,CON CT 27557&29,BHEL,VALVE | NO | 8 | 133052.67 | ZSPR | 2018-03-26 | 2020-08-13 | 1966
3850 |  | TMD | M3799995230 |  | VALVE ASSY,6IN,CL300,BW,WCB | NO | 2 | 237615.8 | ZSPR | 2018-07-24 | 2020-09-21 | 1927
3851 |  | TMD | M3901900205 |  | PISTON RING ASSY,BHEL,H70-V4 | NO | 2 | 175339 | ZSPR | 2020-04-30 |  | 2071 | critical items for main turbine
3852 |  | TMD | M3902901198 |  | EXTRACTION CONN,SIEMENS | NO | 1 | 217286 | ZSPR | 2020-04-30 |  | 2071 | critical items for main turbine
3853 |  | TMD | M3902901199 |  | EXTRACTION CONN,SIEMENS | NO | 1 | 219761 | ZSPR | 2020-04-30 |  | 2071 | critical items for main turbine
3854 |  | TMD | M3902901208 |  | FLANGE,BHEL,IPT:I60-V2 | NO | 1 | 214802 | ZSPR | 2020-04-30 |  | 2071 | critical items for main turbine
3855 |  | TMD | M3902901251 |  | FLANGE,31062558200 00/1,SIEMENS,I60-V2 | NO | 2 | 35015 | ZSPR | 2020-04-30 |  | 2071 | critical items for main turbine
3856 |  | TMD | M3902901271 |  | FLANGE-2,31062558200 01&1,SIEMENS,I60-V2 | NO | 4 | 5249 | ZSPR | 2020-04-30 |  | 2071 | critical items for main turbine
3857 |  | TMD | M3902901308 |  | SHIM,01062558000 00/10,SIEMENS,I60-V2 | NO | 4 | 11453 | ZSPR | 2020-04-21 |  | 2080 | critical items for main turbine
3858 |  | TMD | M3902901309 |  | SHIM,01062558000 00/11,SIEMENS,I60-V2 | NO | 4 | 16402 | ZSPR | 2020-04-21 |  | 2080 | critical items for main turbine
3859 |  | TMD | M3902901319 |  | ANGLE RING,01062558000 00&101,BHEL | NO | 1 | 8151 | ZSPR | 2020-10-22 |  | 1896 | critical items for main turbine
3860 |  | TMD | M3902901320 |  | ANGULAR RING,01062558000 00/102,SIEMENS | NO | 1 | 13703 | ZSPR | 2020-10-22 |  | 1896 | critical items for main turbine
3861 |  | TMD | M3902901321 |  | THREADED RING,01062558000 00/103,SIEMENS | NO | 1 | 7749 | ZSPR | 2020-10-22 |  | 1896 | critical items for main turbine
3862 |  | TMD | M3902901322 |  | THREADED RING,01062558000 00&104,SIEMENS | NO | 1 | 15381 | ZSPR | 2020-04-30 |  | 2071 | critical items for main turbine
3863 |  | TMD | M3902901333 |  | TRANSPORT RING(TE),01062558000 00&115 | NO | 1 | 4419 | ZSPR | 2020-04-30 |  | 2071 | critical items for main turbine
3864 |  | TMD | M3902901334 |  | TRANSPORT RING,BHEL,I60-V2:IPT | NO | 1 | 75028 | ZSPR | 2020-04-30 |  | 2071 | critical items for main turbine
3865 |  | TMD | M3902901403 |  | STUD,01060158000 00&3,SIEMENS,IPT:I60-V2 | M | 16 | 10847.96 | ZSPR | 2020-04-22 |  | 2079 | critical items for main turbine
3866 |  | TMD | M3903900316 |  | GASKET,01071358000 00/18,LONE STAR | NO | 2 | 279953.64 | ZSPR | 2020-06-29 | 2020-07-09 | 2001 | critical items for main turbine
3867 |  | TMD | M3903900323 |  | GASKET,01071358000 00/31,LONE STAR | NO | 2 | 364423.6 | ZSPR | 2020-06-29 | 2020-07-09 | 2001 | critical items for main turbine
3868 |  | TMD | M3903900526 |  | SHIM,01074439000 00/48,BHEL,L4X8 | NO | 4 | 2516 | ZSPR | 2020-04-30 |  | 2071 | critical items for main turbine
3869 |  | TMD | M3903900534 |  | HEX HEAD SCREW,01074439000 00/57,BHEL | NO | 32 | 7552 | ZSPR | 2020-04-22 |  | 2079 | critical items for main turbine
3870 |  | TMD | M3903900535 |  | SERRATED WASHER,01074439000 00/58,BHEL | NO | 128 | 15104 | ZSPR | 2020-04-22 |  | 2079 | critical items for main turbine
3871 |  | TMD | M3903900558 |  | SHIM,BHEL,LPT:L4X8 | NO | 4 | 109833.94 | ZSPR | 2020-04-30 |  | 2071 | critical items for main turbine
3872 |  | TMD | M3903901039 |  | SERRATED WASHER,11074339000 00&110,BHEL | NO | 2 | 346.98 | ZSPR | 2020-04-22 |  | 2079 | critical items for main turbine
3873 |  | TMD | M3903901043 |  | SERRATED WASHER,11074339000 00/114,BHEL | NO | 16 | 1001 | ZSPR | 2020-04-22 |  | 2079 | critical items for main turbine
3874 |  | TMD | M3903901045 |  | SERRATED WASHER,11074339000 00&116,BHEL | NO | 240 | 29878 | ZSPR | 2020-04-22 |  | 2079 | critical items for main turbine
3875 |  | TMD | M3921901051 |  | SPACER,0135080103901/59,BHEL | NO | 60 | 70092 | ZSPR | 2020-04-21 |  | 2080 | critical items for main turbine
3876 |  | TMD | M3921901089 |  | SEAL RING,0139350104801&2,BHEL | NO | 2 | 994111 | ZSPR | 2020-10-22 | 2020-10-26 | 1892 | critical items for main turbine
3877 |  | TMD | M3921901114 |  | SEAL RING,0139350104800&2,BHEL | NO | 3 | 1190540 | ZSPR | 2020-10-22 | 2020-10-26 | 1892 | critical items for main turbine
3878 |  | TMD | M3921902034 |  | CYLINDRICAL PIN,0139120118100&42,BHEL | NO | 12 | 708 | ZSPR | 2020-04-21 |  | 2080 | critical items for main turbine
3879 |  | TMD | M3921902098 |  | HEX SCREW,1139010101400/10,BHEL | NO | 56 | 66 | ZSPR | 2020-10-22 |  | 1896 | critical items for main turbine
3880 |  | TMD | M3921903005 |  | OIL WIPR RING WASHER,1142140102000/4 | NO | 20 | 2950 | ZSPR | 2020-12-19 |  | 1838 | critical items for main turbine
3881 |  | TMD | M3947036587 |  | STUD,101922170030503016,BHEL,NK63/71-3 | NO | 3 | 14716 | ZSPR | 2020-09-11 |  | 1937 | critical items for main turbine
3882 |  | TMD | M4301126049 |  | WRENCH,01051456000/24,BHEL,SST5-6000 | NO | 1 | 1180 | ZSPR | 2020-04-30 |  | 2071 | criticla item of turbine
3883 |  | TMD | M4301126050 |  | PIPE WRENCH,01051456000/25,BHEL | NO | 1 | 1180 | ZSPR | 2020-04-30 |  | 2071 | criticla item of turbine
3884 |  | TMD | M4301126051 |  | FLAT,01051456000/26,BHEL,SST5-6000 | NO | 2 | 1180 | ZSPR | 2020-04-30 |  | 2071 | criticla item of turbine
3885 |  | TMD | M4301126052 |  | FLAT,01051456000/27,BHEL,SST5-6000 | NO | 2 | 1180 | ZSPR | 2020-04-30 |  | 2071 | criticla item of turbine
3886 |  | TMD | M4301136046 |  | SEAL RING | NO | 1 | 40290 | ZSPR | 2020-04-21 |  | 2080 | criticla item of turbine
3887 |  | TMD | M4301136068 |  | VALVE COVER,SIEMENS,SST5-6000 | NO | 1 | 1148318 | ZSPR | 2020-04-30 |  | 2071 | criticla item of turbine
3888 |  | TMD | M4301136081 |  | RING,SIEMENS,SST5-6000 | NO | 2 | 1338965.47 | ZSPR | 2020-04-30 |  | 2071 | criticla item of turbine
3889 |  | TMD | M4303116163 |  | RUPTURE DISC,SIEMENS,SST5-6000 | NO | 4 | 665853.56 | ZSPR | 2020-04-30 |  | 2071 | criticla item of turbine
3890 |  | TMD | M4307036030 |  | ESV:HPV 250-V32-C:SEALING RING | NO | 1 | 942100 | ZSPR | 2020-04-21 |  | 2080 | criticla item of turbine
3891 |  | TMD | M4321056577 |  | RECTANGULAR WIRE,SIEMENS,SST5-6000 | NO | 1 | 122006 | ZSPR | 2020-10-22 |  | 1896 | criticla item of turbine
3892 |  | TMD | M4321056791 |  | FLOW METER,SIEMENS,THDF 115/67 | NO | 2 | 23600 | ZSPR | 2020-10-22 |  | 1896 | criticla item of turbine
3893 |  | TMD | M4321056792 |  | FLOW METER,0149320101600&17,BHEL | NO | 4 | 21087 | ZSPR | 2020-10-22 |  | 1896 | criticla item of turbine
3894 |  | TMD | M4321056905 |  | BALL VALVE,NB50 NP25KG/CM2,BHEL | NO | 1 | 1180 | ZSPR | 2020-10-22 |  | 1896 | criticla item of turbine
3895 |  | TMD | M4321056907 |  | SMALL VALVE,01492501005/14,BHEL | NO | 1 | 1180 | ZSPR | 2020-10-22 |  | 1896 | criticla item of turbine
3896 |  | TMD | M4321057158 |  | INSULATING WASHER,01391201156&54,BHEL | NO | 2 | 1815 | ZSPR | 2020-04-21 |  | 2080 | criticla item of turbine
3897 |  | TMD | M4321057257 |  | INSULATING WASHER,01393701018&71,BHEL | NO | 2 | 1815 | ZSPR | 2020-04-21 |  | 2080 | criticla item of turbine
3898 |  | TMD | M4322046073 |  | RC BLOCK,1431001029/12,BHEL | NO | 4 | 40987.47 | ZSPR | 2020-02-11 |  | 2150 | criticla item of turbine
3899 |  | TMD | M4322046096 |  | DIODE ASSY +VE,BHEL | NO | 9 | 570211.12 | ZSPR | 2020-02-11 |  | 2150 | criticla item of turbine
3900 |  | TMD | M4322046097 |  | DIODE ASSY -VE,BHEL | NO | 9 | 557512.2 | ZSPR | 2020-02-11 |  | 2150 | criticla item of turbine
3901 |  | TMD | M4342100601 |  | F.FILT:OF5M20V1N2N5DM002E:FILTER ELEMENT | NO | 1 | 28910 | ZSPR | 2019-11-21 | 2020-02-14 | 2147 | criticla item of turbine
3902 |  | TMD | M4347036022 |  | VALVE CONE V,101921600030541041,BHEL | NO | 1 | 6507.83 | ZSPR | 2020-09-11 |  | 1937 | criticla item of turbine
3903 |  | TMD | M4347036023 |  | VALVE CONE I,101921600030541043,BHEL | NO | 1 | 6507.83 | ZSPR | 2020-09-11 |  | 1937 | criticla item of turbine
3904 |  | TMD | M4347036024 |  | VALVE CONE III,101921600030541045,BHEL | NO | 1 | 6507.83 | ZSPR | 2020-09-11 |  | 1937 | criticla item of turbine
3905 |  | TMD | M4347036025 |  | TAPER PIN IV,101921600030541047,BHEL | NO | 2 | 13015.66 | ZSPR | 2020-09-11 |  | 1937 | criticla item of turbine
3906 |  | TMD | M4347036026 |  | TAPER PIN II,101921600030541049,BHEL | NO | 1 | 6507.83 | ZSPR | 2020-09-11 |  | 1937 | criticla item of turbine
3907 |  | TMD | M4347036027 |  | TAPER PIN V,101921600030541051,BHEL | NO | 1 | 6507.83 | ZSPR | 2020-09-11 |  | 1937 | criticla item of turbine
3908 |  | TMD | M5147936172 |  | FILTER ELEMENT ASSY,DF 2DO7 FN FV L3/2 | NO | 16 | 716496 | ZSPR | 2020-08-26 | 2020-08-26 | 1953
3909 | Non Moving Item | TMD | M1876704144 | Non Moving Item | LEVER OPERATED PLUG VALVE (DN)100MM | NO | 10 | 89095.33 | ZSPR | 2019-04-06 |  | 2461
3910 | Non Moving Item | TMD | M1877272152 | Non Moving Item | DIAPHRAGM VALVE 150MMNB | NO | 10 | 158464.22 | ZSPR | 2019-04-06 |  | 2461
3911 | Non Moving Item | TMD | M1877272156 | Non Moving Item | DIAPHRAGM VALVE 200MMNB | NO | 2 | 84121.13 | ZSPR | 2019-04-06 |  | 2461
3912 | Non Moving Item | TMD | M1877272160 | Non Moving Item | DIAPHRAGM VALVE 250MMNB | NO | 2 | 43353.26 | ZSPR | 2019-04-06 |  | 2461
3913 | Non Moving Item | TMD | M1902640700 | Non Moving Item | BEARING,BALL,RADIAL CONTACT,6407 | NO | 10 | 9425.58 | ZSPR | 2019-04-08 |  | 2459
3914 | Non Moving Item | TMD | M1917221200 | Non Moving Item | BEARING 22212 | NO | 6 | 32310 | ZSPR | 2019-07-23 |  | 2353
3915 | Non Moving Item | TMD | M1917221500 | Non Moving Item | BEARING 22215 | NO | 2 | 21104 | ZSPR | 2019-07-23 |  | 2353
3916 | Non Moving Item | TMD | M1917221854 | Non Moving Item | SA:SPHERICAL ROLLER BEARING:22218:EAB33 | NO | 4 | 47204 | ZSPR | 2019-07-23 |  | 2353
3917 | Non Moving Item | TMD | M1917221931 | Non Moving Item | BEARING,ROLLER,SPHERICAL,22219-CK | NO | 48 | 87060.94 | ZSPR | 2019-08-08 |  | 2337
3918 | Non Moving Item | TMD | M1917302657 | Non Moving Item | SPHERICAL ROLLER BEARING 23026 BKD1 | NO | 2 | 48216 | ZSPR | 2019-07-23 |  | 2353
3919 | Non Moving Item | TMD | M1917302812 | Non Moving Item | BEARING 23028 C | NO | 2 | 29498 | ZSPR | 2019-08-08 |  | 2337
3920 | Non Moving Item | TMD | M1917303400 | Non Moving Item | BEARING 23034 | NO | 2 | 55456 | ZSPR | 2019-07-23 |  | 2353
3921 | Non Moving Item | TMD | M1917394000 | Non Moving Item | BEARING,ROLLER,SPHERICAL,23940 | NO | 2 | 67970 | ZSPR | 2019-08-22 |  | 2323
3922 | Non Moving Item | TMD | M1940002002 | Non Moving Item | BEARING,PLAIN,RADIAL SPHERICAL,GE20-C | NO | 2 | 3108 | ZSPR | 2019-03-08 |  | 2490
3923 | Non Moving Item | TMD | M3192836039 | Non Moving Item | IMPELLER NUT,4,FIG 5625 | NO | 2 | 11903.81 | ZSPR | 2019-04-23 |  | 2444
3924 | Non Moving Item | TMD | M3192876046 | Non Moving Item | COUPLING GUARD,5822 AWS | SET | 1 | 12500 | ZSPR | 2019-12-17 |  | 2206
3925 | Non Moving Item | TMD | M3295018059 | Non Moving Item | BALANCING BUSHING,MDG 366 | NO | 1 | 75639.12 | ZSPR | 2019-03-07 |  | 2491 | critical
3926 | Non Moving Item | TMD | M3295018060 | Non Moving Item | INTERSTAGE BUSHING,MDG 366 | NO | 2 | 147006 | ZSPR | 2019-03-08 |  | 2490 | critical
3927 | Non Moving Item | TMD | M3295018061 | Non Moving Item | INTERSTAGE BUSHING,MDG 366 | NO | 1 | 73503 | ZSPR | 2019-03-08 |  | 2490 | critical
3928 | Non Moving Item | TMD | M3295046002 | Non Moving Item | KEY COUPLING,609-A,144RND | NO | 3 | 148422.54 | ZSPR | 2019-03-07 |  | 2491 | critical
3929 | Non Moving Item | TMD | M3295046020 | Non Moving Item | SUBMERGED BEARING,P1-B7523/90-4,144RND | NO | 1 | 89728 | ZSPR | 2018-03-15 |  | 2848 | Critical item
3930 | Non Moving Item | TMD | M3295046021 | Non Moving Item | SUBMERGED BEARING,P1-B7523/90-3,144RND | NO | 3 | 269184 | ZSPR | 2018-03-15 |  | 2848 | Critical item
3931 | Non Moving Item | TMD | M3295046022 | Non Moving Item | SUBMERGED BEARING,P1-B7523/90-2,144RND | NO | 3 | 269184 | ZSPR | 2018-03-15 |  | 2848 | Critical item
3932 | Non Moving Item | TMD | M3295046023 | Non Moving Item | SUBMERGED BEARING,P1-B7523/90-1,144RND | NO | 1 | 89735 | ZSPR | 2018-03-15 |  | 2848 | Critical item
3933 | Non Moving Item | TMD | M3295046063 | Non Moving Item | JOURNAL PAD,JP/3/100400/13.1,144RND | NO | 2 | 2384862 | ZSPR | 2018-03-15 |  | 2848 | Critical item
3934 | Non Moving Item | TMD | M3295076017 | Non Moving Item | MECH SEAL COVER,MLC450 X 350H | NO | 2 | 626898.12 | ZSPR | 2019-03-07 |  | 2491 | critical
3935 | Non Moving Item | TMD | M3295076023 | Non Moving Item | THRUST COLLAR,MLC450X350H | NO | 1 | 302556.99 | ZSPR | 2019-03-07 |  | 2491 | critical
3936 | Non Moving Item | TMD | M3295076035 | Non Moving Item | CASING RING,P1-B7884/73-1,MLC450X350H | NO | 1 | 181533.48 | ZSPR | 2019-03-07 |  | 2491 | critical
3937 | Non Moving Item | TMD | M3295076036 | Non Moving Item | CASING RING,MLC450 X 350H | NO | 1 | 181534.5 | ZSPR | 2019-03-07 |  | 2491
3938 | Non Moving Item | TMD | M3401266402 | Non Moving Item | SOLENOID VALVE,930SV0050 R00,SUMMITS | NO | 7 | 208162.64 | ZSPR | 2018-12-14 |  | 2574
3939 | Non Moving Item | TMD | M3408990880 | Non Moving Item | STR COUPLING,0580022000,ATLAS COPCO | NO | 5 | 5416 | ZSPR | 2019-03-08 |  | 2490
3940 | Non Moving Item | TMD | M3429016351 | Non Moving Item | E30:OIL FILTER KIT | NO | 4 | 4309.23 | ZSPR | 2019-02-09 |  | 2517
3941 | Non Moving Item | TMD | M3429990635 | Non Moving Item | OIL STRAINER,415400283,ELGI,NH-340 | NO | 3 | 15232.5 | ZSPR | 2019-03-20 | 2019-05-15 | 2422
3942 | Non Moving Item | TMD | M3429990644 | Non Moving Item | GASKET,415400271,ELGI,COMPRESSOR,NH-340 | NO | 6 | 765 | ZSPR | 2019-01-12 | 2019-05-15 | 2422
3943 | Non Moving Item | TMD | M3429990645 | Non Moving Item | GASKET,415400272,ELGI,COMPRESSOR,NH-340 | NO | 6 | 2832 | ZSPR | 2019-01-12 | 2019-05-15 | 2422
3944 | Non Moving Item | TMD | M3429990647 | Non Moving Item | GASKET,415400273,ELGI,COMPRESSOR,NH-340 | NO | 3 | 375 | ZSPR | 2019-01-12 | 2019-05-15 | 2422
3945 | Non Moving Item | TMD | M3429990648 | Non Moving Item | GASKET,415400275,ELGI,COMPRESSOR,NH-340 | NO | 6 | 630 | ZSPR | 2019-01-12 | 2019-05-15 | 2422
3946 | Non Moving Item | TMD | M3429990651 | Non Moving Item | COUPLING OIL PUMP,B005400590006 | NO | 4 | 10030 | ZSPR | 2019-03-20 |  | 2478
3947 | Non Moving Item | TMD | M3448116048 | Non Moving Item | PLUG,35A7B5,IR,30-25 | NO | 18 | 19498 | ZSPR | 2019-03-08 |  | 2490
3948 | Non Moving Item | TMD | M3448256261 | Non Moving Item | CONNECTOR TUBE,71A 10B7,COMPRESSOR | NO | 4 | 4333 | ZSPR | 2019-03-08 |  | 2490
3949 | Non Moving Item | TMD | M3473016157 | Non Moving Item | THERMOWELL ASSY,B-16401-100,2L-128H-058H | NO | 1 | 2753.3 | ZSPR | 2018-09-22 |  | 2657
3950 | Non Moving Item | TMD | M3798031030 | Non Moving Item | VALVE ASSY,BRAY CONTROL,10",#300 | NO | 1 | 23800.38 | ZSPR | 2019-04-24 |  | 2443
3951 | Non Moving Item | TMD | M3798031700 | Non Moving Item | BUTTERFLY VALVE ASSY,BRAY,18IN,CF8M | NO | 1 | 23800.38 | ZSPR | 2019-04-24 |  | 2443
3952 | Non Moving Item | TMD | M3798031730 | Non Moving Item | BUTTERFLY VALVE ASSY,BRAY,18IN,WCB | NO | 1 | 23800.38 | ZSPR | 2019-04-24 |  | 2443
3953 | Non Moving Item | TMD | M3798121400 | Non Moving Item | VALVE ASSY,BHEL | NO | 1 | 62981 | ZSPR | 2019-06-06 |  | 2400
3954 | Non Moving Item | TMD | M3798122402 | Non Moving Item | DISC,931233890000,BHEL,VALVE,24IN | NO | 1 | 195440 | ZSPR | 2019-05-24 |  | 2413
3955 | Non Moving Item | TMD | M3798122403 | Non Moving Item | GASKET,964660040000,BHEL,VALVE,24IN | NO | 2 | 104112 | ZSPR | 2019-05-22 |  | 2415
3956 | Non Moving Item | TMD | M3798122404 | Non Moving Item | GASKET,964660050000,BHEL,VALVE,24IN | NO | 2 | 104114 | ZSPR | 2019-05-22 |  | 2415
3957 | Non Moving Item | TMD | M3798122406 | Non Moving Item | NUT,C4960RH,BHEL,VALVE | NO | 48 | 5760 | ZSPR | 2019-05-22 |  | 2415
3958 | Non Moving Item | TMD | M3798122410 | Non Moving Item | BODY,BHEL,VALVE,CL3000 | NO | 1 | 107893 | ZSPR | 2019-05-24 |  | 2413
3959 | Non Moving Item | TMD | M3798122420 | Non Moving Item | EYE BOLT,C4960RH&34,BHEL,VALVE | NO | 16 | 16672 | ZSPR | 2019-05-22 |  | 2415
3960 | Non Moving Item | TMD | M3799040220 | Non Moving Item | NRV-400NB:PN16:COMPLETE ASSEMBLY (C.I) | NO | 1 | 100121 | ZSPR | 2019-02-25 |  | 2501
3961 | Non Moving Item | TMD | M3799040225 | Non Moving Item | BODY SEAT RING,5,BANKIM,NRV,400NB,PN16 | NO | 1 | 4672 | ZSPR | 2019-04-17 |  | 2450
3962 | Non Moving Item | TMD | M3799040226 | Non Moving Item | FLAP SEAT RING,6,BANKIM,NRV,400NB,PN16 | NO | 1 | 5616 | ZSPR | 2019-08-20 |  | 2325
3963 | Non Moving Item | TMD | M3799040228 | Non Moving Item | DOOR PIN/BOLT,10,BANKIM,NRV,400NB,PN16 | NO | 1 | 5961 | ZSPR | 2019-04-17 |  | 2450
3964 | Non Moving Item | TMD | M3799041754 | Non Moving Item | WEDGE,4,BANKIM,GATE VALVE,400MM,PN16 | NO | 1 | 7153 | ZSPR | 2019-04-17 |  | 2450
3965 | Non Moving Item | TMD | M3799041759 | Non Moving Item | SEAT RING,9,BANKIM,VALVE | NO | 1 | 6844 | ZSPR | 2019-04-17 |  | 2450
3966 | Non Moving Item | TMD | M3799041762 | Non Moving Item | GASKET,12,BANKIM,VALVE | NO | 1 | 486 | ZSPR | 2019-04-17 |  | 2450
3967 | Non Moving Item | TMD | M3799041764 | Non Moving Item | YOKE BUSHING,14,BANKIM,VALVE | NO | 1 | 2360 | ZSPR | 2019-04-17 | 2019-05-07 | 2430
3968 | Non Moving Item | TMD | M3799041950 | Non Moving Item | GV-600MM:PN-16:(CI):COMP VALVE ASSY | NO | 2 | 376677.4 | ZSPR | 2019-02-25 |  | 2501
3969 | Non Moving Item | TMD | M3799041954 | Non Moving Item | WEDGE,BANKIM,VALVE,600MM,PN16 | NO | 1 | 26073 | ZSPR | 2019-04-17 |  | 2450
3970 | Non Moving Item | TMD | M3799041959 | Non Moving Item | SEAT RING,9,BANKIM,VALVE | NO | 1 | 10266 | ZSPR | 2019-04-17 |  | 2450
3971 | Non Moving Item | TMD | M3799041962 | Non Moving Item | GASKET,12,BANKIM,GV,600MM,PN16 | NO | 1 | 602 | ZSPR | 2019-04-17 |  | 2450
3972 | Non Moving Item | TMD | M3799065741 | Non Moving Item | PACKING,C645RPPABG30&30,BHEL,VALVE | NO | 4 | 1101.6 | ZSPR | 2018-09-05 |  | 2674 | Critical item
3973 | Non Moving Item | TMD | M3799067215 | Non Moving Item | VALVE ASSY,BHEL | NO | 1 | 138077.4 | ZSPR | 2018-09-05 |  | 2674 | Critical item
3974 | Non Moving Item | TMD | M3799068800 | Non Moving Item | VALVE ASSY,BHEL | NO | 1 | 161981.1 | ZSPR | 2018-08-31 |  | 2679 | Critical item
3975 | Non Moving Item | TMD | M3799069112 | Non Moving Item | SUPPORTING RING,27,BHEL,VALVE | NO | 8 | 530.4 | ZSPR | 2018-09-04 |  | 2675 | Critical item
3976 | Non Moving Item | TMD | M3799069212 | Non Moving Item | SUPPORTING RING,27,BHEL,VALVE | NO | 18 | 918 | ZSPR | 2018-09-04 | 2019-06-11 | 2395
3977 | Non Moving Item | TMD | M3799069915 | Non Moving Item | GASKET,BHEL,VALVE,10IN,BW,CL1500/1500SPL | NO | 6 | 16156.8 | ZSPR | 2018-09-04 | 2019-07-12 | 2364
3978 | Non Moving Item | TMD | M3799100100 | Non Moving Item | DIAPHRAGM VALVE ASSY,CPFT,25MM | NO | 3 | 71403.14 | ZSPR | 2019-04-24 |  | 2443
3979 | Non Moving Item | TMD | M3799100200 | Non Moving Item | DIAPHRAGM VALVE ASSY,CPFT,40MM | NO | 2 | 47602.76 | ZSPR | 2019-04-24 |  | 2443
3980 | Non Moving Item | TMD | M3799101112 | Non Moving Item | VALVE ASSY,CRANE PROCESS | NO | 1 | 23800.38 | ZSPR | 2019-05-23 |  | 2414
3981 | Non Moving Item | TMD | M3799641053 | Non Moving Item | VALVE TRIM,MIL CONTROLS,37-41912,10IN | NO | 1 | 120000 | ZSPR | 2019-11-21 |  | 2232 | critical component of control valves
3982 | Non Moving Item | TMD | M3799641424 | Non Moving Item | GLAND PACKING,MIL CONTROLS,37-71413,6IN | SET | 1 | 60000 | ZSPR | 2019-03-16 |  | 2482 | critical component of control valves
3983 | Non Moving Item | TMD | M3799641648 | Non Moving Item | GLAND PACKING,MIL CONTROLS,37-41112,1IN | SET | 1 | 20000 | ZSPR | 2019-03-16 |  | 2482 | critical component of control valves
3984 | Non Moving Item | TMD | M3799641673 | Non Moving Item | GLAND PACKING,MIL CONTROLS,38-41631,12IN | SET | 1 | 20000 | ZSPR | 2019-03-16 |  | 2482 | critical component of control valves
3985 | Non Moving Item | TMD | M3799642424 | Non Moving Item | VALVE TRIM,MIL CONTROLS,38-41421,8IN | NO | 1 | 70000 | ZSPR | 2019-11-21 |  | 2232 | critical component of control valves
3986 | Non Moving Item | TMD | M3799645019 | Non Moving Item | VALVE TRIM,MIL CONTROLS,38-41621,4IN | NO | 1 | 50000 | ZSPR | 2019-03-16 |  | 2482 | critical component of control valves
3987 | Non Moving Item | TMD | M3799645253 | Non Moving Item | VALVE TRIM,MIL CONTROLS,37-41632,4IN | NO | 1 | 50000 | ZSPR | 2019-11-21 |  | 2232 | critical component of control valves
3988 | Non Moving Item | TMD | M3799645621 | Non Moving Item | VALVE TRIM,MIL CONTROLS,38-41921,6IN | SET | 1 | 60000 | ZSPR | 2019-11-21 |  | 2232 | critical component of control valves
3989 | Non Moving Item | TMD | M3799645953 | Non Moving Item | VALVE TRIM,MIL CONTROLS,68-41912,12IN | NO | 1 | 160000 | ZSPR | 2019-11-21 |  | 2232 | critical component of control valves
3990 | Non Moving Item | TMD | M3799646350 | Non Moving Item | VALVE TRIM,MIL CONTROLS,37-71432,6IN | NO | 1 | 60000 | ZSPR | 2019-11-21 |  | 2232 | critical component of control valves
3991 | Non Moving Item | TMD | M3799646453 | Non Moving Item | VALVE TRIM,MIL CONTROLS,38-41611,3IN | NO | 1 | 35000 | ZSPR | 2019-03-16 |  | 2482 | critical component of control valves
3992 | Non Moving Item | TMD | M3799646520 | Non Moving Item | VALVE TRIM,MIL CONTROLS,38-41621,14IN | SET | 1 | 160000 | ZSPR | 2019-11-21 |  | 2232 | critical component of control valves
3993 | Non Moving Item | TMD | M3799646720 | Non Moving Item | VALVE TRIM,MIL CONTROLS,38-41911,6IN | SET | 1 | 60000 | ZSPR | 2019-12-17 |  | 2206 | critical component of control valves
3994 | Non Moving Item | TMD | M3799647623 | Non Moving Item | VALVE TRIM,MIL CONTROLS,37-41421-6 | NO | 1 | 60000 | ZSPR | 2019-12-17 |  | 2206 | critical component of control valves
3995 | Non Moving Item | TMD | M3799647823 | Non Moving Item | VALVE TRIM,MIL CONTROLS,37-417X1,6IN | NO | 1 | 55000 | ZSPR | 2019-11-21 |  | 2232 | critical component of control valves
3996 | Non Moving Item | TMD | M3799647923 | Non Moving Item | VALVE TRIM,MIL CONTROLS,38-41612,6IN | NO | 1 | 60000 | ZSPR | 2019-11-21 |  | 2232 | critical component of control valves
3997 | Non Moving Item | TMD | M3799648023 | Non Moving Item | VALVE TRIM,MIL CONTROLS,38-41621-6 | NO | 1 | 60000 | ZSPR | 2019-03-16 |  | 2482 | critical component of control valves
3998 | Non Moving Item | TMD | M3799648123 | Non Moving Item | VALVE TRIM,MIL CONTROLS,37-41721,4IN | NO | 1 | 44068 | ZSPR | 2019-03-16 |  | 2482 | critical component of control valves
3999 | Non Moving Item | TMD | M3799648223 | Non Moving Item | VALVE TRIM,MIL CONTROLS,38-41611-12 | NO | 1 | 150000 | ZSPR | 2019-11-21 |  | 2232 | critical component of control valves
4000 | Non Moving Item | TMD | M3799990414 | Non Moving Item | PACKING,27,BHEL,VALVE | NO | 7 | 1703.4 | ZSPR | 2018-09-04 |  | 2675 | Critical item
4001 | Non Moving Item | TMD | M3799991215 | Non Moving Item | PACKING,30,BHEL,VALVE | NO | 12 | 1938 | ZSPR | 2018-09-04 |  | 2675 | Critical item
4002 | Non Moving Item | TMD | M3799991530 | Non Moving Item | GASKET,179,BHEL,VALVE | NO | 15 | 1224 | ZSPR | 2018-09-04 |  | 2675 | Critical item
4003 | Non Moving Item | TMD | M3799993114 | Non Moving Item | GASKET,CON CT CT 25122&29,BHEL,VALVE | NO | 2 | 9067.8 | ZSPR | 2018-09-04 |  | 2675 | Critical item
4004 | Non Moving Item | TMD | M3799993513 | Non Moving Item | PACKING,CON CT 26288&30,BHEL,VALVE | NO | 4 | 163.2 | ZSPR | 2018-09-04 |  | 2675 | Critical item
4005 | Non Moving Item | TMD | M3799993907 | Non Moving Item | PACKING,CON CT 26302&14,BHEL,VALVE | NO | 7 | 2825.4 | ZSPR | 2018-09-04 |  | 2675 | Critical item
4006 | Non Moving Item | TMD | M3799994940 | Non Moving Item | PACKING RING,V640RMBPSMB2&31,BHEL,VALVE | NO | 7 | 6828.9 | ZSPR | 2018-09-05 |  | 2674 | Critical item
4007 | Non Moving Item | TMD | M3799995000 | Non Moving Item | VALVE ASSY,BHEL,1905P-XLS | NO | 2 | 647613.85 | ZSPR | 2019-03-08 |  | 2490
4008 | Non Moving Item | TMD | M3799995010 | Non Moving Item | VALVE ASSY,BHEL,1905N-XLS | NO | 2 | 647613.85 | ZSPR | 2019-03-12 |  | 2486
4009 | Non Moving Item | TMD | M3799995131 | Non Moving Item | GASKET,H930RPPBA3&29,BHEL,VALVE,V345 | NO | 2 | 6058.8 | ZSPR | 2018-09-05 |  | 2674 | Critical item
4010 | Non Moving Item | TMD | M3799995132 | Non Moving Item | PACKING RING,H930RPPBA3&30,BHEL,V161 | NO | 8 | 1142.4 | ZSPR | 2018-09-05 |  | 2674 | Critical item
4011 | Non Moving Item | TMD | M3799995133 | Non Moving Item | PACKING RING,H930RPPBA3&31,BHEL,V161 | NO | 4 | 632.4 | ZSPR | 2018-09-05 |  | 2674 | Critical item
4012 | Non Moving Item | TMD | M3799995231 | Non Moving Item | VALVE ASSY,BHEL | NO | 1 | 33996.6 | ZSPR | 2018-08-31 |  | 2679 | Critical item
4013 | Non Moving Item | TMD | M3799997031 | Non Moving Item | BONNET GASKET,9036003110&176,BHEL,1910L | NO | 1 | 244.8 | ZSPR | 2018-09-04 |  | 2675 | Critical item
4014 | Non Moving Item | TMD | M3799997032 | Non Moving Item | GASKET GUIDE,9036003110&177,BHEL,1910L | NO | 1 | 244.8 | ZSPR | 2018-09-04 |  | 2675 | Critical item
4015 | Non Moving Item | TMD | M3799997516 | Non Moving Item | COMPANION FLANGE,BHEL,VALVE,2500MM | NO | 1 | 691354 | ZSPR | 2018-04-25 |  | 2807 | Critical item
4016 | Non Moving Item | TMD | M3799997540 | Non Moving Item | ACTUATOR STAND,BHEL,VALVE,2500MM | SET | 1 | 122004 | ZSPR | 2018-04-25 |  | 2807 | Critical item
4017 | Non Moving Item | TMD | M3901900102 | Non Moving Item | SEALING STRIP,91010739000 00/2,BHEL | M | 53 | 105788 | ZSPR | 2018-10-25 |  | 2624 | Critical item
4018 | Non Moving Item | TMD | M3901900111 | Non Moving Item | RECTANGULAR WIRE,91010739000 00/11,BHEL | M | 369 | 736524 | ZSPR | 2018-10-25 |  | 2624 | Critical item
4019 | Non Moving Item | TMD | M3901900114 | Non Moving Item | SEALING STRIP,91010739000 00/14,BHEL | M | 15 | 350340 | ZSPR | 2018-10-25 |  | 2624 | Critical item
4020 | Non Moving Item | TMD | M3901900115 | Non Moving Item | SEALING STRIP,91010739000 00/15,BHEL | M | 22 | 607256.1 | ZSPR | 2018-10-25 |  | 2624 | Critical item
4021 | Non Moving Item | TMD | M3901900116 | Non Moving Item | SEALING STRIP,91010739000 00/16,BHEL | M | 26 | 607256 | ZSPR | 2018-10-25 |  | 2624 | Critical item
4022 | Non Moving Item | TMD | M3901900121 | Non Moving Item | SEALING STRIP,BHEL,HPT:H70-V4 | M | 13 | 358281 | ZSPR | 2019-03-22 |  | 2476 | critical items for main turbine
4023 | Non Moving Item | TMD | M3901900122 | Non Moving Item | SEALING STRIP,91010739000 00/22,BHEL | M | 15 | 165360 | ZSPR | 2019-03-22 |  | 2476 | critical items for main turbine
4024 | Non Moving Item | TMD | M3901900123 | Non Moving Item | SEALING STRIP,BHEL,HPT:H70-V4 | M | 24 | 661612 | ZSPR | 2019-03-28 |  | 2470 | critical items for main turbine
4025 | Non Moving Item | TMD | M3901900124 | Non Moving Item | RECTANGULAR WIRE,91010739000 00/24,BHEL | M | 208 | 4955208.96 | ZSPR | 2018-03-23 |  | 2840 | Critical item
4026 | Non Moving Item | TMD | M3901900201 | Non Moving Item | SEAL RING,BHEL,H70-V4 | NO | 1 | 300711 | ZSPR | 2019-08-13 |  | 2332 | critical items for main turbine
4027 | Non Moving Item | TMD | M3901900202 | Non Moving Item | SEAL RING,BHEL,H70-V4 | NO | 1 | 1149150 | ZSPR | 2019-03-27 |  | 2471 | critical items for main turbine
4028 | Non Moving Item | TMD | M3901900459 | Non Moving Item | STEEL WIRE,BHEL,H70-V4 | M | 110 | 6978820.2 | ZSPR | 2018-03-23 |  | 2840 | Critical item
4029 | Non Moving Item | TMD | M3901913037 | Non Moving Item | HEX NUT,0118315800000&53,SIEMENS | NO | 16 | 1344 | ZSPR | 2019-03-18 |  | 2480 | critical items for main turbine
4030 | Non Moving Item | TMD | M3901913087 | Non Moving Item | LUBRITE PLATE ASSY,01183158000 00/223 | NO | 2 | 83 | ZSPR | 2019-03-18 |  | 2480 | critical items for main turbine
4031 | Non Moving Item | TMD | M3901918006 | Non Moving Item | HEX SCREW SET,1118325810000/6,BHEL | NO | 18 | 170 | ZSPR | 2019-03-18 |  | 2480 | critical items for main turbine
4032 | Non Moving Item | TMD | M3901918031 | Non Moving Item | HEX SCREW SET,11183158100 00/6,BHEL | NO | 18 | 170 | ZSPR | 2019-03-18 |  | 2480 | critical items for main turbine
4033 | Non Moving Item | TMD | M3901918056 | Non Moving Item | HEX SCREW SET,1118335810000&6,BHEL | NO | 18 | 45985 | ZSPR | 2019-03-18 |  | 2480 | critical items for main turbine
4034 | Non Moving Item | TMD | M3902901127 | Non Moving Item | SEALING STRIP,91020439000 00&28,SIEMENS | M | 30 | 356513 | ZSPR | 2019-08-13 |  | 2332 | critical items for main turbine
4035 | Non Moving Item | TMD | M3902901128 | Non Moving Item | SEALING STRIP,91020439000 00&29,SIEMENS | M | 28 | 332746 | ZSPR | 2019-08-13 |  | 2332 | critical items for main turbine
4036 | Non Moving Item | TMD | M3902901129 | Non Moving Item | SEALING STRIP,91020439000 00&30,SIEMENS | M | 31 | 368397 | ZSPR | 2019-08-13 |  | 2332 | critical items for main turbine
4037 | Non Moving Item | TMD | M3902901130 | Non Moving Item | SEALING STRIP,91020439000 00&31,SIEMENS | M | 49 | 582305 | ZSPR | 2019-08-13 |  | 2332 | critical items for main turbine
4038 | Non Moving Item | TMD | M3902901131 | Non Moving Item | SEALING STRIP,91020439000 00&32,SIEMENS | M | 32 | 380281 | ZSPR | 2019-08-13 |  | 2332 | critical items for main turbine
4039 | Non Moving Item | TMD | M3902901132 | Non Moving Item | SEALING STRIP,91020439000 00&33,SIEMENS | M | 15 | 178257 | ZSPR | 2019-08-13 |  | 2332 | critical items for main turbine
4040 | Non Moving Item | TMD | M3902901133 | Non Moving Item | SEALING STRIP,91020439000 00&34,SIEMENS | M | 22 | 261443 | ZSPR | 2019-03-23 |  | 2475 | critical items for main turbine
4041 | Non Moving Item | TMD | M3902901137 | Non Moving Item | SEALING STRIP,91020439000 00&38,SIEMENS | M | 20 | 237676 | ZSPR | 2019-03-23 |  | 2475 | critical items for main turbine
4042 | Non Moving Item | TMD | M3902901138 | Non Moving Item | SEALING STRIP,91020439000 00&39,SIEMENS | M | 28 | 332746 | ZSPR | 2019-08-13 |  | 2332 | critical items for main turbine
4043 | Non Moving Item | TMD | M3902901139 | Non Moving Item | SEALING STRIP,91020439000 00&40,SIEMENS | M | 7 | 83186 | ZSPR | 2019-08-13 |  | 2332 | critical items for main turbine
4044 | Non Moving Item | TMD | M3902901140 | Non Moving Item | SEALING STRIP,91020439000 00&41,SIEMENS | M | 14 | 166373 | ZSPR | 2019-03-23 |  | 2475 | critical items for main turbine
4045 | Non Moving Item | TMD | M3902901141 | Non Moving Item | SEALING STRIP,91020439000 00&42,SIEMENS | M | 39 | 463467 | ZSPR | 2019-03-23 |  | 2475 | critical items for main turbine
4046 | Non Moving Item | TMD | M3902901142 | Non Moving Item | SEALING STRIP,91020439000 00&43,SIEMENS | M | 29 | 344630 | ZSPR | 2019-03-23 |  | 2475 | critical items for main turbine
4047 | Non Moving Item | TMD | M3902901143 | Non Moving Item | SEALING STRIP,91020439000 00&44,SIEMENS | M | 15 | 178257 | ZSPR | 2019-03-23 |  | 2475 | critical items for main turbine
4048 | Non Moving Item | TMD | M3902901144 | Non Moving Item | SEALING STRIP,91020439000 00&45,SIEMENS | M | 18 | 213908 | ZSPR | 2019-03-23 |  | 2475 | critical items for main turbine
4049 | Non Moving Item | TMD | M3902901145 | Non Moving Item | WIRE,91020439000 00&46,BHEL,I60-V2 | M | 428 | 4396595.76 | ZSPR | 2018-03-23 |  | 2840 | Critical item
4050 | Non Moving Item | TMD | M3902901305 | Non Moving Item | GASKET,01062558000 00/5,SIEMENS,I60-V2 | NO | 4 | 9556 | ZSPR | 2018-10-25 |  | 2624 | Critical item
4051 | Non Moving Item | TMD | M3902901306 | Non Moving Item | GASKET,01062558000 00/6,SIEMENS,I60-V2 | NO | 1 | 876 | ZSPR | 2018-10-25 |  | 2624 | Critical item
4052 | Non Moving Item | TMD | M3902901310 | Non Moving Item | CYLINDRICAL PIN,0106255800000/12,SIEMENS | NO | 48 | 86903.04 | ZSPR | 2019-03-18 |  | 2480 | critical items for main turbine
4053 | Non Moving Item | TMD | M3902901311 | Non Moving Item | HEX SCREW SET,01062558000 00&13,SIEMENS | NO | 12 | 18200.02 | ZSPR | 2019-03-22 |  | 2476 | critical items for main turbine
4054 | Non Moving Item | TMD | M3902901313 | Non Moving Item | SOC HEAD CAP SCREW,01062558000 00&21 | NO | 16 | 66946.08 | ZSPR | 2019-08-13 |  | 2332 | critical items for main turbine
4055 | Non Moving Item | TMD | M3902901317 | Non Moving Item | SEAL,SIEMENS,IPT:I60-V2,L:260 | NO | 2 | 40867 | ZSPR | 2019-08-13 |  | 2332 | critical items for main turbine
4056 | Non Moving Item | TMD | M3902901318 | Non Moving Item | SEAL,SIEMENS,IPT:I60-V2,L:350 | NO | 2 | 40867 | ZSPR | 2019-08-13 |  | 2332 | critical items for main turbine
4057 | Non Moving Item | TMD | M3902901323 | Non Moving Item | CYLINDRICAL PIN,01062558000 00/105 | NO | 6 | 6600 | ZSPR | 2019-08-13 |  | 2332 | critical items for main turbine
4058 | Non Moving Item | TMD | M3902901324 | Non Moving Item | SOCKET GRUB SCREW,01062558000 00/106 | NO | 6 | 4624 | ZSPR | 2019-08-13 |  | 2332 | critical items for main turbine
4059 | Non Moving Item | TMD | M3902901325 | Non Moving Item | GASKET,01062558000 00&107,SIEMENS | NO | 1 | 511 | ZSPR | 2018-10-25 |  | 2624 | Critical item
4060 | Non Moving Item | TMD | M3902901326 | Non Moving Item | GASKET,01062558000 00&108,SIEMENS | NO | 1 | 418 | ZSPR | 2018-10-25 |  | 2624 | Critical item
4061 | Non Moving Item | TMD | M3902901327 | Non Moving Item | GASKET,01062558000 00&109,SIEMENS | NO | 1 | 406 | ZSPR | 2018-10-25 |  | 2624 | Critical item
4062 | Non Moving Item | TMD | M3902901329 | Non Moving Item | SEAL RING,SIEMENS,IPT:I60-V2 | NO | 2 | 280709 | ZSPR | 2019-03-22 |  | 2476 | critical items for main turbine
4063 | Non Moving Item | TMD | M3902901330 | Non Moving Item | COUNTERSUNK SCREW,01062558000 00/112 | NO | 6 | 72 | ZSPR | 2018-10-25 |  | 2624 | Critical item
4064 | Non Moving Item | TMD | M3902901331 | Non Moving Item | WASHER,01062558000 00&113,SIEMENS | NO | 2 | 1658 | ZSPR | 2019-03-18 |  | 2480 | critical items for main turbine
4065 | Non Moving Item | TMD | M3902901335 | Non Moving Item | HEX SCREW,01062558000 00/117,SIEMENS | NO | 141 | 1695.25 | ZSPR | 2018-10-25 |  | 2624 | Critical item
4066 | Non Moving Item | TMD | M3902901336 | Non Moving Item | HEX SCREW SET,01062558000 00&118,SIEMENS | NO | 18 | 89.96 | ZSPR | 2018-10-25 |  | 2624 | Critical item
4067 | Non Moving Item | TMD | M3902901337 | Non Moving Item | GASKET,01062558000 00&119,SIEMENS | NO | 5 | 10274 | ZSPR | 2018-10-25 |  | 2624 | Critical item
4068 | Non Moving Item | TMD | M3902901338 | Non Moving Item | HEX SCREW SET,01062558000 00/120,SIEMENS | NO | 6 | 20988.98 | ZSPR | 2018-10-25 |  | 2624 | Critical item
4069 | Non Moving Item | TMD | M3902901340 | Non Moving Item | GASKET,01062558000 00&122,SIEMENS | NO | 8 | 20202 | ZSPR | 2018-10-25 |  | 2624 | Critical item
4070 | Non Moving Item | TMD | M3902901342 | Non Moving Item | GASKET,01062558000 00&124,SIEMENS | NO | 2 | 1584 | ZSPR | 2018-10-25 |  | 2624 | Critical item
4071 | Non Moving Item | TMD | M3902901348 | Non Moving Item | HEX NUT,01062558000 00&202,SIEMENS | NO | 116 | 1203077.76 | ZSPR | 2019-03-07 |  | 2491 | critical items for main turbine
4072 | Non Moving Item | TMD | M3902901356 | Non Moving Item | STUD,01062558000 00/501,SIEMENS,I60-V2 | NO | 22 | 188595 | ZSPR | 2019-08-13 |  | 2332 | critical items for main turbine
4073 | Non Moving Item | TMD | M3902901357 | Non Moving Item | CAP NUT,01062558000 00/502,SIEMENS,I60V2 | NO | 22 | 173657 | ZSPR | 2019-08-13 |  | 2332 | critical items for main turbine
4074 | Non Moving Item | TMD | M3902901358 | Non Moving Item | STUD,BHEL,IPT:I60-V2 | NO | 60 | 1480344 | ZSPR | 2019-08-13 |  | 2332 | critical items for main turbine
4075 | Non Moving Item | TMD | M3902901359 | Non Moving Item | CAP NUT,SIEMENS,IPT:I60-V2 | NO | 60 | 2529136.7 | ZSPR | 2019-03-23 |  | 2475 | critical items for main turbine
4076 | Non Moving Item | TMD | M3902901360 | Non Moving Item | TAPER PIN,01062558000 00&505,SIEMENS | NO | 6 | 12099 | ZSPR | 2019-08-13 |  | 2332 | critical items for main turbine
4077 | Non Moving Item | TMD | M3902901361 | Non Moving Item | HEX NUT,01062558000 00&506,SIEMENS | NO | 6 | 1232 | ZSPR | 2018-10-25 |  | 2624 | Critical item
4078 | Non Moving Item | TMD | M3902901362 | Non Moving Item | GUIDE BOLT,01062558000 00&507,BHEL | NO | 2 | 6426 | ZSPR | 2018-10-25 |  | 2624 | Critical item
4079 | Non Moving Item | TMD | M3902901364 | Non Moving Item | HEX SCREW SET,01062558000 00&509,SIEMENS | NO | 6 | 15611 | ZSPR | 2018-10-25 |  | 2624 | Critical item
4080 | Non Moving Item | TMD | M3902901365 | Non Moving Item | STUD BOLT,01062558000 00&601,BHEL,I60-V2 | NO | 62 | 436107 | ZSPR | 2018-10-25 |  | 2624 | Critical item
4081 | Non Moving Item | TMD | M3902901366 | Non Moving Item | CAP NUT,01062558000 00/602,SIEMENS,I60V2 | NO | 62 | 333536 | ZSPR | 2018-10-25 |  | 2624 | Critical item
4082 | Non Moving Item | TMD | M3902901367 | Non Moving Item | STUD,01062558000 00/603,SIEMENS,I60-V2 | NO | 56 | 82170 | ZSPR | 2019-02-22 |  | 2504 | critical items for main turbine
4083 | Non Moving Item | TMD | M3902901368 | Non Moving Item | CAP NUT,01062558000 00/604,SIEMENS,I60V2 | NO | 56 | 165646 | ZSPR | 2018-10-25 |  | 2624 | Critical item
4084 | Non Moving Item | TMD | M3902901371 | Non Moving Item | STUD,01062558000 00/607,SIEMENS,I60-V2 | NO | 40 | 159512 | ZSPR | 2019-03-22 |  | 2476 | critical items for main turbine
4085 | Non Moving Item | TMD | M3902901373 | Non Moving Item | TAPER PIN,01062558000 00&609,SIEMENS | NO | 12 | 2464 | ZSPR | 2019-08-13 |  | 2332 | critical items for main turbine
4086 | Non Moving Item | TMD | M3902901374 | Non Moving Item | HEX NUT,01062558000 00&610,BHEL,I60-V2 | NO | 12 | 3611 | ZSPR | 2018-10-25 |  | 2624 | Critical item
4087 | Non Moving Item | TMD | M3902901375 | Non Moving Item | GUIDE COLUMN,01062558000 00&611,BHEL | NO | 2 | 4315 | ZSPR | 2018-10-25 |  | 2624 | Critical item
4088 | Non Moving Item | TMD | M3902901511 | Non Moving Item | RECTANGULAR WIRE,01060658000 00&51 | M | 273 | 5898.63 | ZSPR | 2018-10-25 |  | 2624 | Critical item
4089 | Non Moving Item | TMD | M3902901512 | Non Moving Item | SHAFT SEALING STRIP,01060658000 00&52 | M | 8 | 47058 | ZSPR | 2019-08-13 |  | 2332 | critical items for main turbine
4090 | Non Moving Item | TMD | M3902901513 | Non Moving Item | SHAFT SEALING STRIP,01060658000 00&53 | M | 11 | 64705 | ZSPR | 2019-08-13 |  | 2332 | critical items for main turbine
4091 | Non Moving Item | TMD | M3902901514 | Non Moving Item | SEALING STRIP,01060658000 00&54,SIEMENS | M | 31 | 182351 | ZSPR | 2019-08-13 |  | 2332 | critical items for main turbine
4092 | Non Moving Item | TMD | M3902901515 | Non Moving Item | SEALING STRIP,01060658000 00&55,SIEMENS | M | 58 | 341173 | ZSPR | 2019-03-22 |  | 2476 | critical items for main turbine
4093 | Non Moving Item | TMD | M3902901516 | Non Moving Item | SEALING STRIP,01060658000 00&56,SIEMENS | M | 21 | 123528 | ZSPR | 2019-03-22 |  | 2476 | critical items for main turbine
4094 | Non Moving Item | TMD | M3902901517 | Non Moving Item | SEALING STRIP,01060658000 00&57,SIEMENS | M | 16 | 94117 | ZSPR | 2019-03-22 |  | 2476 | critical items for main turbine
4095 | Non Moving Item | TMD | M3902911203 | Non Moving Item | DIFFUSER ASSY,BHEL,I60-V2:IPT:IV/CV | NO | 1 | 821523 | ZSPR | 2018-03-23 |  | 2840 | Critical item
4096 | Non Moving Item | TMD | M3903900140 | Non Moving Item | ASSY,BHEL,LPT:L4X8 | NO | 1 | 838514 | ZSPR | 2018-03-23 |  | 2840 | Critical item
4097 | Non Moving Item | TMD | M3903900170 | Non Moving Item | ASSY,BHEL,LPT:L4X8 | NO | 1 | 838514 | ZSPR | 2018-03-23 |  | 2840 | Critical item
4098 | Non Moving Item | TMD | M3903900201 | Non Moving Item | SEALING STRIP,91030439000 01&1,BHEL,L4X8 | M | 556 | 172634.28 | ZSPR | 2019-03-22 |  | 2476 | critical items for main turbine
4099 | Non Moving Item | TMD | M3903900202 | Non Moving Item | SEALING STRIP,91030439000 01&2,BHEL,L4X8 | M | 159 | 49342.41 | ZSPR | 2019-03-22 |  | 2476 | critical items for main turbine
4100 | Non Moving Item | TMD | M3903900203 | Non Moving Item | RECTANGULAR WIRE,91030439000 01/3,BHEL | M | 715 | 221893 | ZSPR | 2019-03-23 |  | 2475 | critical items for main turbine
4101 | Non Moving Item | TMD | M3903900204 | Non Moving Item | SEALING STRIP,91030439000 01/4,BHEL | M | 568 | 271681.8 | ZSPR | 2019-03-23 |  | 2475 | critical items for main turbine
4102 | Non Moving Item | TMD | M3903900205 | Non Moving Item | RECTANGULAR WIRE,9103043900001&5,BHEL | M | 568 | 270107 | ZSPR | 2019-03-23 |  | 2475 | critical items for main turbine
4103 | Non Moving Item | TMD | M3903900250 | Non Moving Item | SEALING STRIP,91030439000 02/1,BHEL,L4X8 | M | 556 | 172549 | ZSPR | 2019-03-22 |  | 2476 | critical items for main turbine
4104 | Non Moving Item | TMD | M3903900251 | Non Moving Item | SEALING STRIP,91030439000 02/2,BHEL,L4X8 | M | 159 | 50470 | ZSPR | 2019-03-22 |  | 2476 | critical items for main turbine
4105 | Non Moving Item | TMD | M3903900252 | Non Moving Item | RECTANGULAR WIRE,91030439000 02/3,BHEL | M | 715 | 221893 | ZSPR | 2019-03-23 |  | 2475 | critical items for main turbine
4106 | Non Moving Item | TMD | M3903900253 | Non Moving Item | SEALING STRIP,91030439000 02/4,BHEL | M | 568 | 270107 | ZSPR | 2019-03-23 |  | 2475 | critical items for main turbine
4107 | Non Moving Item | TMD | M3903900254 | Non Moving Item | RECTANGULAR WIRE,91030439000 02/5,BHEL | M | 568 | 270107 | ZSPR | 2019-03-23 |  | 2475 | critical items for main turbine
4108 | Non Moving Item | TMD | M3903900532 | Non Moving Item | SPRAY NOZZLE,BHEL,LPT:L4X8 | NO | 16 | 57348 | ZSPR | 2019-03-23 |  | 2475 | critical items for main turbine
4109 | Non Moving Item | TMD | M3903900533 | Non Moving Item | FLANGE,01074439000 00/55,BHEL,L4X8 | NO | 32 | 4051.92 | ZSPR | 2018-10-25 |  | 2624 | Critical item
4110 | Non Moving Item | TMD | M3903901002 | Non Moving Item | HEX SCREW,01074058000 00/2,BHEL,L4X8 | NO | 94 | 3328.32 | ZSPR | 2019-03-18 |  | 2480 | critical items for main turbine
4111 | Non Moving Item | TMD | M3903901005 | Non Moving Item | SCREW PLUG G3/4A,01074058000 00/5,BHEL | NO | 8 | 34140 | ZSPR | 2018-10-25 |  | 2624 | Critical item
4112 | Non Moving Item | TMD | M3903901041 | Non Moving Item | SCREW PLUG,11074339000 00&112,BHEL,L4X8 | NO | 6 | 1051 | ZSPR | 2018-10-25 |  | 2624 | Critical item
4113 | Non Moving Item | TMD | M3903901042 | Non Moving Item | HEX HEAD SCREW,11074339000 00/113,BHEL | NO | 16 | 32606 | ZSPR | 2019-08-14 |  | 2331 | critical items for main turbine
4114 | Non Moving Item | TMD | M3903901077 | Non Moving Item | STUD,BHEL,BM80X6X380-25X331,LPT:L4X8 | NO | 108 | 2802436.56 | ZSPR | 2018-03-19 |  | 2844 | Critical item
4115 | Non Moving Item | TMD | M3903902002 | Non Moving Item | RECTANGULAR WIRE,01076656000 00/2,BHEL | M | 200 | 231610 | ZSPR | 2018-10-25 |  | 2624 | Critical item
4116 | Non Moving Item | TMD | M3903902004 | Non Moving Item | RECTANGULAR WIRE,01076656000 00/4,BHEL | M | 200 | 231613 | ZSPR | 2018-10-25 |  | 2624 | Critical item
4117 | Non Moving Item | TMD | M3903902006 | Non Moving Item | RECTANGULAR WIRE,01076656000 00/6,BHEL | M | 762 | 463660.92 | ZSPR | 2018-10-25 |  | 2624 | Critical item
4118 | Non Moving Item | TMD | M3921901043 | Non Moving Item | CLAMPING PLATE (TOP),0135080103901&50 | NO | 26 | 87438 | ZSPR | 2019-03-19 |  | 2479 | critical items for main turbine
4119 | Non Moving Item | TMD | M3921901044 | Non Moving Item | CLAMPING PLATE(BOT),0135080103901&51 | NO | 26 | 69030 | ZSPR | 2019-03-27 |  | 2471 | critical items for main turbine
4120 | Non Moving Item | TMD | M3921901045 | Non Moving Item | CLAMPING PLATE,0135080103901&52,BHEL | NO | 4 | 11640 | ZSPR | 2019-03-19 |  | 2479 | critical items for main turbine
4121 | Non Moving Item | TMD | M3921901052 | Non Moving Item | STIFFENING STUD,0135080103901&62,BHEL | NO | 16 | 61171 | ZSPR | 2019-03-19 |  | 2479 | critical items for main turbine
4122 | Non Moving Item | TMD | M3921901053 | Non Moving Item | STIFFENING STUD,VAR1,0135080103901&63 | NO | 52 | 300664 | ZSPR | 2019-03-27 |  | 2471 | critical items for main turbine
4123 | Non Moving Item | TMD | M3921901054 | Non Moving Item | STIFFENING STUD,VAR2,0135080103901,BHEL | NO | 52 | 288392 | ZSPR | 2019-03-19 |  | 2479 | critical items for main turbine
4124 | Non Moving Item | TMD | M3921901067 | Non Moving Item | TENSION DISC,0135080103901&110,BHEL | NO | 836 | 542564 | ZSPR | 2019-03-27 |  | 2471 | critical items for main turbine
4125 | Non Moving Item | TMD | M3921901070 | Non Moving Item | HEX NUT,0135080103901&115,BHEL | NO | 120 | 63720 | ZSPR | 2019-03-19 |  | 2479 | critical items for main turbine
4126 | Non Moving Item | TMD | M3921901071 | Non Moving Item | WASHER,0135080103901/117,BHEL | NO | 231 | 16354.8 | ZSPR | 2019-03-27 |  | 2471 | critical items for main turbine
4127 | Non Moving Item | TMD | M3921901185 | Non Moving Item | HEX SCREW,0135020102200/20,BHEL | NO | 112 | 6608 | ZSPR | 2019-03-23 |  | 2475 | critical items for main turbine
4128 | Non Moving Item | TMD | M3921901195 | Non Moving Item | PIN,0135020102200/60,BHEL | NO | 4 | 236 | ZSPR | 2019-03-23 |  | 2475 | critical items for main turbine
4129 | Non Moving Item | TMD | M3921901196 | Non Moving Item | LOCK WASHER,0135020102200&61,BHEL | NO | 4 | 236 | ZSPR | 2019-03-23 |  | 2475 | critical items for main turbine
4130 | Non Moving Item | TMD | M3921901203 | Non Moving Item | HEX CAP SCREW,0135020102200/89,BHEL | NO | 20 | 1180 | ZSPR | 2019-03-23 |  | 2475 | critical items for main turbine
4131 | Non Moving Item | TMD | M3921901204 | Non Moving Item | WASHER,0135020102200/90,BHEL | NO | 112 | 6608 | ZSPR | 2019-03-19 |  | 2479 | critical items for main turbine
4132 | Non Moving Item | TMD | M3921902097 | Non Moving Item | OIL WIPER RING,11390101014 00/7,BHEL | NO | 8 | 971950 | ZSPR | 2019-03-30 |  | 2468 | critical items for main turbine
4133 | Non Moving Item | TMD | M3921902107 | Non Moving Item | DOUBLE BRUSH HOLDER,1139160100300/2,BHEL | NO | 4 | 5475 | ZSPR | 2019-03-19 |  | 2479 | critical items for main turbine
4134 | Non Moving Item | TMD | M3921905010 | Non Moving Item | FABRIC SHEET,0135050100900&14,BHEL | NO | 4 | 9530 | ZSPR | 2019-03-23 |  | 2475 | critical items for main turbine
4135 | Non Moving Item | TMD | M3921905019 | Non Moving Item | INSULATION TUBE,0135050100900&30,BHEL | NO | 16 | 1888 | ZSPR | 2019-03-28 |  | 2470 | critical items for main turbine
4136 | Non Moving Item | TMD | M3921905024 | Non Moving Item | BASE,0135050100900/37,BHEL | NO | 1 | 4175 | ZSPR | 2019-03-22 |  | 2476 | critical items for main turbine
4137 | Non Moving Item | TMD | M3947036590 | Non Moving Item | ORIFICE,101922170030503021,BHEL | NO | 1 | 4905 | ZSPR | 2019-03-12 |  | 2486 | critical items for main turbine
4138 | Non Moving Item | TMD | M4125106024 | Non Moving Item | CHANNEL PLATE,GEA ECOFLEX | NO | 31 | 722300 | ZSPR | 2018-07-21 |  | 2720 | Critical item
4139 | Non Moving Item | TMD | M4125106025 | Non Moving Item | END PLATE,GEA ECOFLEX | NO | 1 | 39360 | ZSPR | 2018-07-21 |  | 2720 | Critical item
4140 | Non Moving Item | TMD | M4301116279 | Non Moving Item | RING,IN TWO HALF,SIEMENS | NO | 2 | 93312 | ZSPR | 2019-03-23 |  | 2475 | criticla item of turbine
4141 | Non Moving Item | TMD | M4301126035 | Non Moving Item | THREADED RING,SIEMENS,SST5-6000 | NO | 1 | 159510 | ZSPR | 2019-08-13 |  | 2332 | criticla item of turbine
4142 | Non Moving Item | TMD | M4301126036 | Non Moving Item | THREADED RING,SIEMENS,SST5-6000 | NO | 1 | 159508 | ZSPR | 2019-08-13 |  | 2332 | criticla item of turbine
4143 | Non Moving Item | TMD | M4301126234 | Non Moving Item | C-RING,SIEMENS,SST5-6000 | NO | 2 | 44544.48 | ZSPR | 2019-08-13 |  | 2332 | criticla item of turbine
4144 | Non Moving Item | TMD | M4301126235 | Non Moving Item | C-RING,SIEMENS,SST5-6000 | NO | 2 | 34265.54 | ZSPR | 2019-08-13 |  | 2332 | criticla item of turbine
4145 | Non Moving Item | TMD | M4301136028 | Non Moving Item | VALVE SPINDLE | NO | 1 | 473703 | ZSPR | 2019-03-23 |  | 2475 | criticla item of turbine
4146 | Non Moving Item | TMD | M4301136029 | Non Moving Item | THREADED RING,SIEMENS,SST5-6000 | NO | 1 | 288711 | ZSPR | 2019-08-13 |  | 2332 | criticla item of turbine
4147 | Non Moving Item | TMD | M4301136030 | Non Moving Item | PLATE,01132056000/5,BHEL,SST5-6000 | NO | 1 | 3751 | ZSPR | 2019-03-22 |  | 2476 | criticla item of turbine
4148 | Non Moving Item | TMD | M4301136032 | Non Moving Item | BUSH,SIEMENS,SST5-6000 | NO | 1 | 682961.82 | ZSPR | 2019-03-27 |  | 2471 | criticla item of turbine
4149 | Non Moving Item | TMD | M4301136033 | Non Moving Item | RING,SIEMENS,SST5-6000 | NO | 1 | 39593.03 | ZSPR | 2019-03-27 |  | 2471 | criticla item of turbine
4150 | Non Moving Item | TMD | M4301136034 | Non Moving Item | BUSH,SIEMENS,SST5-6000 | NO | 1 | 95924.8 | ZSPR | 2019-03-18 |  | 2480 | criticla item of turbine
4151 | Non Moving Item | TMD | M4301136035 | Non Moving Item | THREADED RING,SIEMENS,SST5-6000 | NO | 1 | 21358 | ZSPR | 2019-03-18 |  | 2480 | criticla item of turbine
4152 | Non Moving Item | TMD | M4301136036 | Non Moving Item | PLATE,01132056000/15,BHEL,SST5-6000 | NO | 1 | 3972 | ZSPR | 2019-03-22 |  | 2476 | criticla item of turbine
4153 | Non Moving Item | TMD | M4301136037 | Non Moving Item | BUSH,SIEMENS,SST5-6000 | NO | 2 | 44474 | ZSPR | 2019-03-22 |  | 2476 | criticla item of turbine
4154 | Non Moving Item | TMD | M4301136038 | Non Moving Item | BUSH,SIEMENS,SST5-6000 | NO | 1 | 35644.41 | ZSPR | 2019-03-18 |  | 2480 | criticla item of turbine
4155 | Non Moving Item | TMD | M4301136039 | Non Moving Item | BUSH,SIEMENS,SST5-6000 | NO | 1 | 173721.7 | ZSPR | 2018-10-25 |  | 2624 | Critical item
4156 | Non Moving Item | TMD | M4301136041 | Non Moving Item | BUSH,SIEMENS,SST5-6000 | NO | 1 | 26628.26 | ZSPR | 2018-10-25 |  | 2624 | Critical item
4157 | Non Moving Item | TMD | M4301136042 | Non Moving Item | HEX HEAD SCREW,01132056000&24,BHEL | NO | 4 | 13511.4 | ZSPR | 2018-10-25 |  | 2624 | Critical item
4158 | Non Moving Item | TMD | M4301136043 | Non Moving Item | TONGUED LOCK WASHER,01132056000&25,BHEL | NO | 4 | 1376.84 | ZSPR | 2019-03-22 |  | 2476 | criticla item of turbine
4159 | Non Moving Item | TMD | M4301136047 | Non Moving Item | WELDING NECK FLANGE,01132056000/35,BHEL | NO | 1 | 14735 | ZSPR | 2019-03-22 |  | 2476 | criticla item of turbine
4160 | Non Moving Item | TMD | M4301136049 | Non Moving Item | HEX HEAD SCREW,01132056000/37,BHEL | NO | 4 | 18875 | ZSPR | 2019-03-22 |  | 2476 | criticla item of turbine
4161 | Non Moving Item | TMD | M4301136050 | Non Moving Item | TONGUED LOCK WASHER,01132056000&38,BHEL | NO | 4 | 6363 | ZSPR | 2019-03-27 |  | 2471 | criticla item of turbine
4162 | Non Moving Item | TMD | M4301136072 | Non Moving Item | STUD BOLT,SIEMENS,SST5-6000 | NO | 4 | 32644 | ZSPR | 2019-03-22 |  | 2476 | criticla item of turbine
4163 | Non Moving Item | TMD | M4301136073 | Non Moving Item | HEX NUT,01122356000/6,BHEL,SST5-6000 | NO | 4 | 19559.16 | ZSPR | 2019-03-22 |  | 2476 | criticla item of turbine
4164 | Non Moving Item | TMD | M4301136074 | Non Moving Item | TONGUED LOCK WASHER,01122356000&7,BHEL | NO | 4 | 1493.95 | ZSPR | 2019-03-22 |  | 2476 | criticla item of turbine
4165 | Non Moving Item | TMD | M4301136076 | Non Moving Item | PISTON RING,SIEMENS,SST5-6000 | NO | 3 | 603181 | ZSPR | 2019-03-18 |  | 2480 | criticla item of turbine
4166 | Non Moving Item | TMD | M4301136079 | Non Moving Item | BUSH,SIEMENS,SST5-6000 | NO | 1 | 73586.27 | ZSPR | 2019-03-22 |  | 2476 | criticla item of turbine
4167 | Non Moving Item | TMD | M4301136082 | Non Moving Item | PARALLEL PIN,01122356000&15,BHEL | NO | 3 | 23137 | ZSPR | 2019-03-22 |  | 2476 | criticla item of turbine
4168 | Non Moving Item | TMD | M4301136083 | Non Moving Item | STUD BOLT,01122356000&16,BHEL,SST5-6000 | NO | 6 | 27088 | ZSPR | 2019-03-22 |  | 2476 | criticla item of turbine
4169 | Non Moving Item | TMD | M4301136084 | Non Moving Item | HEX NUT,01122356000/17,BHEL,SST5-6000 | NO | 6 | 38052.85 | ZSPR | 2019-03-18 |  | 2480 | criticla item of turbine
4170 | Non Moving Item | TMD | M4301136085 | Non Moving Item | SERRATED WASHER,01122356000&18,BHEL | NO | 6 | 2832 | ZSPR | 2019-03-22 |  | 2476 | criticla item of turbine
4171 | Non Moving Item | TMD | M4301136088 | Non Moving Item | PACKING,01122356000/21,BHEL,SST5-6000 | NO | 1 | 1380.94 | ZSPR | 2019-03-23 |  | 2475 | criticla item of turbine
4172 | Non Moving Item | TMD | M4301136089 | Non Moving Item | COVER,SIEMENS,SST5-6000 | NO | 1 | 14751.58 | ZSPR | 2019-03-22 |  | 2476 | criticla item of turbine
4173 | Non Moving Item | TMD | M4301136090 | Non Moving Item | BUSH,SIEMENS,SST5-6000 | NO | 1 | 115447.98 | ZSPR | 2019-03-19 |  | 2479 | criticla item of turbine
4174 | Non Moving Item | TMD | M4301136091 | Non Moving Item | THREADED RING,SIEMENS,SST5-6000 | NO | 1 | 32515 | ZSPR | 2019-03-18 |  | 2480 | criticla item of turbine
4175 | Non Moving Item | TMD | M4301136092 | Non Moving Item | PLATE,01122356000&25,BHEL,HPV 200-V32-C | NO | 1 | 4224 | ZSPR | 2019-03-22 |  | 2476 | criticla item of turbine
4176 | Non Moving Item | TMD | M4301136097 | Non Moving Item | SEAL RING,01122356000&30,BHEL | NO | 8 | 43880.71 | ZSPR | 2018-10-25 |  | 2624 | Critical item
4177 | Non Moving Item | TMD | M4301136100 | Non Moving Item | BUSH,SIEMENS,SST5-6000 | NO | 1 | 24924.7 | ZSPR | 2018-10-25 |  | 2624 | Critical item
4178 | Non Moving Item | TMD | M4301136103 | Non Moving Item | BUSH,SIEMENS,SST5-6000 | NO | 1 | 126031.07 | ZSPR | 2018-10-25 |  | 2624 | Critical item
4179 | Non Moving Item | TMD | M4301136104 | Non Moving Item | COVER,SIEMENS,SST5-6000 | NO | 1 | 18265.56 | ZSPR | 2019-03-22 |  | 2476 | criticla item of turbine
4180 | Non Moving Item | TMD | M4301136109 | Non Moving Item | BUSH,SIEMENS,SST5-6000 | NO | 1 | 24031.8 | ZSPR | 2018-10-25 |  | 2624 | Critical item
4181 | Non Moving Item | TMD | M4301136110 | Non Moving Item | HEX HEAD SCREW,01122356000/43,BHEL | NO | 4 | 20400 | ZSPR | 2019-03-22 |  | 2476 | criticla item of turbine
4182 | Non Moving Item | TMD | M4301136111 | Non Moving Item | WASHER,01122356000&44,BHEL,HPV 200-V32-C | NO | 4 | 169.54 | ZSPR | 2019-03-22 |  | 2476 | criticla item of turbine
4183 | Non Moving Item | TMD | M4301136112 | Non Moving Item | PARALLEL PIN,01122356000/45,BHEL | NO | 1 | 7979.42 | ZSPR | 2019-03-22 |  | 2476 | criticla item of turbine
4184 | Non Moving Item | TMD | M4301136114 | Non Moving Item | HPV 200-V32-C:SEALING RING | NO | 1 | 765777.98 | ZSPR | 2018-10-25 |  | 2624 | Critical item
4185 | Non Moving Item | TMD | M4301136121 | Non Moving Item | PLATE,SIEMENS,SST5-6000 | NO | 1 | 3751 | ZSPR | 2019-03-22 |  | 2476 | criticla item of turbine
4186 | Non Moving Item | TMD | M4301136122 | Non Moving Item | BUSH,SIEMENS,SST5-6000 | NO | 1 | 130670.14 | ZSPR | 2019-03-22 |  | 2476 | criticla item of turbine
4187 | Non Moving Item | TMD | M4301136123 | Non Moving Item | DISE,SIEMENS,SST5-6000 | NO | 1 | 36278.37 | ZSPR | 2019-03-27 |  | 2471 | criticla item of turbine
4188 | Non Moving Item | TMD | M4301136124 | Non Moving Item | PISTON RING,SIEMENS,SST5-6000 | NO | 2 | 1080644 | ZSPR | 2019-03-23 |  | 2475 | criticla item of turbine
4189 | Non Moving Item | TMD | M4301136127 | Non Moving Item | BUSH,SIEMENS,SST5-6000 | NO | 1 | 114401 | ZSPR | 2019-03-18 |  | 2480 | criticla item of turbine
4190 | Non Moving Item | TMD | M4301136128 | Non Moving Item | THREADED RING,SIEMENS,SST5-6000 | NO | 1 | 32405 | ZSPR | 2019-08-14 |  | 2331 | criticla item of turbine
4191 | Non Moving Item | TMD | M4301136129 | Non Moving Item | PLATE,SIEMENS,SST5-6000 | NO | 1 | 4214 | ZSPR | 2019-03-22 |  | 2476 | criticla item of turbine
4192 | Non Moving Item | TMD | M4301136130 | Non Moving Item | BUSH,SIEMENS,SST5-6000 | NO | 5 | 201014.73 | ZSPR | 2019-03-22 |  | 2476 | criticla item of turbine
4193 | Non Moving Item | TMD | M4301136131 | Non Moving Item | SEAL RING,SIEMENS,SST5-6000 | NO | 5 | 45793.88 | ZSPR | 2018-10-25 |  | 2624 | Critical item
4194 | Non Moving Item | TMD | M4301136133 | Non Moving Item | BUSH,SIEMENS,SST5-6000 | NO | 1 | 160249.34 | ZSPR | 2019-03-22 |  | 2476 | criticla item of turbine
4195 | Non Moving Item | TMD | M4301136134 | Non Moving Item | COVER,SIEMENS,SST5-6000 | NO | 1 | 17332.62 | ZSPR | 2019-03-22 |  | 2476 | criticla item of turbine
4196 | Non Moving Item | TMD | M4301136135 | Non Moving Item | BUSH,SIEMENS,SST5-6000 | NO | 1 | 5899.8 | ZSPR | 2019-03-22 |  | 2476 | criticla item of turbine
4197 | Non Moving Item | TMD | M4301136136 | Non Moving Item | HEX SCREW,01132256000&20,BHEL | NO | 4 | 13511.4 | ZSPR | 2018-10-25 |  | 2624 | Critical item
4198 | Non Moving Item | TMD | M4301136137 | Non Moving Item | TONGUED LOCK WASHER,01132256000/21,BHEL | NO | 4 | 1376.84 | ZSPR | 2019-03-22 |  | 2476 | criticla item of turbine
4199 | Non Moving Item | TMD | M4301136141 | Non Moving Item | RING,SIEMENS,SST5-6000 | NO | 1 | 188581.16 | ZSPR | 2019-03-22 |  | 2476 | criticla item of turbine
4200 | Non Moving Item | TMD | M4301136142 | Non Moving Item | PARALLEL PIN,01132256000&26,BHEL | NO | 3 | 26093.96 | ZSPR | 2019-03-22 |  | 2476 | criticla item of turbine
4201 | Non Moving Item | TMD | M4301136143 | Non Moving Item | WELDING NECK FLANGE,01132256000/27,BHEL | NO | 1 | 14735 | ZSPR | 2019-03-22 |  | 2476 | criticla item of turbine
4202 | Non Moving Item | TMD | M4301136144 | Non Moving Item | SEAL RING,SIEMENS,SST5-6000 | NO | 1 | 10670 | ZSPR | 2019-08-14 |  | 2331 | criticla item of turbine
4203 | Non Moving Item | TMD | M4301136145 | Non Moving Item | HEX HEAD SCREW,01132256000/29,BHEL | NO | 4 | 18875 | ZSPR | 2019-03-22 |  | 2476 | criticla item of turbine
4204 | Non Moving Item | TMD | M4301136146 | Non Moving Item | TONGUED LOCK WASHER,01132256000&7,BHEL | NO | 4 | 6363 | ZSPR | 2019-03-27 |  | 2471 | criticla item of turbine
4205 | Non Moving Item | TMD | M4301136211 | Non Moving Item | VALVE SEAT,SIEMENS,SST5-6000 | NO | 1 | 328892 | ZSPR | 2019-03-18 |  | 2480 | criticla item of turbine
4206 | Non Moving Item | TMD | M4307036002 | Non Moving Item | SEGMENT,BHEL | NO | 2 | 51002 | ZSPR | 2019-03-22 |  | 2476 | criticla item of turbine
4207 | Non Moving Item | TMD | M4307036003 | Non Moving Item | SEGMENT,BHEL | NO | 2 | 46645 | ZSPR | 2019-03-22 |  | 2476 | criticla item of turbine
4208 | Non Moving Item | TMD | M4307036005 | Non Moving Item | GUIDE BUSH,BHEL | NO | 1 | 106208 | ZSPR | 2019-03-23 |  | 2475 | criticla item of turbine
4209 | Non Moving Item | TMD | M4307036006 | Non Moving Item | PLATE,01120256000/6,BHEL,TURBO GENERATOR | NO | 1 | 5617 | ZSPR | 2019-03-22 |  | 2476 | criticla item of turbine
4210 | Non Moving Item | TMD | M4307036007 | Non Moving Item | STUD BOLT,BHEL | NO | 4 | 32644 | ZSPR | 2019-03-22 |  | 2476 | criticla item of turbine
4211 | Non Moving Item | TMD | M4307036009 | Non Moving Item | LOCK WASHER25,01120256000/9,BHEL | NO | 4 | 1493.95 | ZSPR | 2019-03-22 |  | 2476 | criticla item of turbine
4212 | Non Moving Item | TMD | M4307036010 | Non Moving Item | THREADED RING,BHEL | NO | 1 | 63554 | ZSPR | 2019-03-27 |  | 2471 | criticla item of turbine
4213 | Non Moving Item | TMD | M4307036011 | Non Moving Item | GUIDE BUSH,BHEL | NO | 1 | 321366.9 | ZSPR | 2019-08-14 |  | 2331 | criticla item of turbine
4214 | Non Moving Item | TMD | M4307036012 | Non Moving Item | STUD BOLT,01120256000&14,BHEL | NO | 6 | 27088 | ZSPR | 2019-03-22 |  | 2476 | criticla item of turbine
4215 | Non Moving Item | TMD | M4307036013 | Non Moving Item | HEX NUT,01120256000/15,BHEL | NO | 6 | 38052.85 | ZSPR | 2019-03-18 |  | 2480 | criticla item of turbine
4216 | Non Moving Item | TMD | M4307036014 | Non Moving Item | SERRATED WASHER,01120256000&16,BHEL | NO | 6 | 2832 | ZSPR | 2019-03-22 |  | 2476 | criticla item of turbine
4217 | Non Moving Item | TMD | M4307036016 | Non Moving Item | ESV:HPV 250-V32-C:VALVE SEAT | NO | 1 | 35762 | ZSPR | 2019-03-22 |  | 2476 | criticla item of turbine
4218 | Non Moving Item | TMD | M4307036017 | Non Moving Item | BUSH,BHEL | NO | 1 | 90496.61 | ZSPR | 2018-10-25 |  | 2624 | Critical item
4219 | Non Moving Item | TMD | M4307036018 | Non Moving Item | THREADED RING,BHEL | NO | 1 | 24505 | ZSPR | 2019-03-22 |  | 2476 | criticla item of turbine
4220 | Non Moving Item | TMD | M4307036019 | Non Moving Item | PLATE,01120256000/25,BHEL,HPV 250-V32-C | NO | 1 | 5610 | ZSPR | 2019-03-22 |  | 2476 | criticla item of turbine
4221 | Non Moving Item | TMD | M4307036022 | Non Moving Item | BUSH,BHEL,ESV:HPV 250-V32-C | NO | 1 | 107129.48 | ZSPR | 2019-03-19 |  | 2479 | criticla item of turbine
4222 | Non Moving Item | TMD | M4307036026 | Non Moving Item | BUSH,BHEL | NO | 1 | 25067.49 | ZSPR | 2019-03-23 |  | 2475 | criticla item of turbine
4223 | Non Moving Item | TMD | M4307036027 | Non Moving Item | HEX HEAD SCREW,01120256000&43,BHEL | NO | 4 | 20400 | ZSPR | 2019-03-22 |  | 2476 | criticla item of turbine
4224 | Non Moving Item | TMD | M4307036028 | Non Moving Item | TONGUED LOCK WASHER,01120256000/44,BHEL | NO | 4 | 1376.84 | ZSPR | 2019-03-22 |  | 2476 | criticla item of turbine
4225 | Non Moving Item | TMD | M4307036029 | Non Moving Item | THREADED RING,BHEL | NO | 1 | 560865 | ZSPR | 2018-10-25 |  | 2624 | Critical item
4226 | Non Moving Item | TMD | M4307036034 | Non Moving Item | PACKING,01120256000/63,BHEL | NO | 1 | 1380.94 | ZSPR | 2019-03-23 |  | 2475 | criticla item of turbine
4227 | Non Moving Item | TMD | M4321056805 | Non Moving Item | NRV,SIEMENS | NO | 1 | 13021 | ZSPR | 2019-03-18 |  | 2480 | criticla item of turbine
4228 | Non Moving Item | TMD | M4321056903 | Non Moving Item | THREE WAY VALVE,SIEMENS | NO | 1 | 33138 | ZSPR | 2018-10-25 |  | 2624 | Critical item
4229 | Non Moving Item | TMD | M4321056904 | Non Moving Item | 3WAY VALVE FLGD,SIEMENS,THDF 115/67 | NO | 1 | 30778 | ZSPR | 2018-10-25 |  | 2624 | Critical item
4230 | Non Moving Item | TMD | M4321056906 | Non Moving Item | GLOBE VALVE SCRUD,SIEMENS | NO | 1 | 33138 | ZSPR | 2018-10-25 |  | 2624 | Critical item
4231 | Non Moving Item | TMD | M4321057082 | Non Moving Item | ELF SHEET,01350501007/14,BHEL | NO | 4 | 15850 | ZSPR | 2019-03-23 |  | 2475 | criticla item of turbine
4232 | Non Moving Item | TMD | M4321057091 | Non Moving Item | INSULATION TUBE,01350501007&30,BHEL | NO | 16 | 1888 | ZSPR | 2019-03-23 |  | 2475 | criticla item of turbine
4233 | Non Moving Item | TMD | M4321057138 | Non Moving Item | BASE,01350501008&48,BHEL,THDF-115/67 | NO | 1 | 3962 | ZSPR | 2019-03-22 |  | 2476 | criticla item of turbine
4234 | Non Moving Item | TMD | M4321057139 | Non Moving Item | BASE,01350501008&49,BHEL,THDF-115/67 | NO | 1 | 3962 | ZSPR | 2019-03-22 |  | 2476 | criticla item of turbine
4235 | Non Moving Item | TMD | M4321057140 | Non Moving Item | BASE,01350501008&50,BHEL,THDF-115/67 | NO | 1 | 5676 | ZSPR | 2019-03-22 |  | 2476 | criticla item of turbine
4236 | Non Moving Item | TMD | M4321057647 | Non Moving Item | WATER SPLY HOSE,SIEMENS,THDF 115/67 | NO | 49 | 1728610.04 | ZSPR | 2019-03-22 |  | 2476 | criticla item of turbine
4237 | Non Moving Item | TMD | M4322016127 | Non Moving Item | RESISTOR BLOCK,CH-28T3,ELECTROSILA | NO | 6 | 21240 | ZSPR | 2019-10-01 |  | 2283 | criticla item of turbine
4238 | Non Moving Item | TMD | M4343036019 | Non Moving Item | TUBE PLUG,2,BHEL,TURBO GENERATOR | NO | 50 | 19047.47 | ZSPR | 2019-03-23 |  | 2475 | criticla item of turbine
4239 | Non Moving Item | TMD | M4343036064 | Non Moving Item | SAFETY RELIEF VALVE,BHEL | NO | 2 | 38738 | ZSPR | 2019-08-13 |  | 2332 | criticla item of turbine
4240 | Non Moving Item | TMD | M4347036003 | Non Moving Item | VALVE SEAT IV,101921600030541159,BHEL | NO | 1 | 6507.83 | ZSPR | 2019-03-08 |  | 2490 | criticla item of turbine
4241 | Non Moving Item | TMD | M4347036004 | Non Moving Item | VALVE SEAT II,101921600030541161,BHEL | NO | 1 | 6507.83 | ZSPR | 2019-03-08 |  | 2490 | criticla item of turbine
4242 | Non Moving Item | TMD | M4347036005 | Non Moving Item | VALVE SEAT V,101921600030541008,BHEL | NO | 1 | 6507.83 | ZSPR | 2019-03-08 |  | 2490 | criticla item of turbine
4243 | Non Moving Item | TMD | M4347036006 | Non Moving Item | VALVE SEAT,101921600030541163,BHEL | NO | 1 | 6507.83 | ZSPR | 2019-03-08 |  | 2490 | criticla item of turbine
4244 | Non Moving Item | TMD | M4347036007 | Non Moving Item | VALVE SEAT III,101921600030541165,BHEL | NO | 1 | 6507.83 | ZSPR | 2019-03-08 |  | 2490 | criticla item of turbine
4245 | Non Moving Item | TMD | M4347036009 | Non Moving Item | YOKE,101921600030541015,BHEL,NK63/71-3 | NO | 1 | 6507.83 | ZSPR | 2019-03-08 |  | 2490 | criticla item of turbine
4246 | Non Moving Item | TMD | M4347036010 | Non Moving Item | BUSH IV,101921600030541017,BHEL | NO | 1 | 6507.83 | ZSPR | 2019-03-12 |  | 2486 | criticla item of turbine
4247 | Non Moving Item | TMD | M4347036011 | Non Moving Item | BUSH II,101921600030541019,BHEL | NO | 1 | 6507.83 | ZSPR | 2019-03-12 |  | 2486 | criticla item of turbine
4248 | Non Moving Item | TMD | M4347036012 | Non Moving Item | BUSH V,101921600030541021,BHEL,NK63/71-3 | NO | 1 | 6507.83 | ZSPR | 2019-03-12 |  | 2486 | criticla item of turbine
4249 | Non Moving Item | TMD | M4347036013 | Non Moving Item | BUSH-I,101921600030541023,BHEL,NK63/71-3 | NO | 1 | 6507.83 | ZSPR | 2019-03-12 |  | 2486 | criticla item of turbine
4250 | Non Moving Item | TMD | M4347036014 | Non Moving Item | BUSH III,101921600030541025,BHEL | NO | 1 | 6507.83 | ZSPR | 2019-03-12 |  | 2486 | criticla item of turbine
4251 | Non Moving Item | TMD | M4347036015 | Non Moving Item | VALVE CONE BOLT IV,101921600030541027 | NO | 1 | 6507.83 | ZSPR | 2019-03-12 |  | 2486 | criticla item of turbine
4252 | Non Moving Item | TMD | M4347036016 | Non Moving Item | VALVE CONE BOLT II,101921600030541029 | NO | 1 | 6507.83 | ZSPR | 2019-03-12 |  | 2486 | criticla item of turbine
4253 | Non Moving Item | TMD | M4347036017 | Non Moving Item | VALVE CONE BOLT V,101921600030541031 | NO | 1 | 6507.83 | ZSPR | 2019-03-12 |  | 2486 | criticla item of turbine
4254 | Non Moving Item | TMD | M4347036018 | Non Moving Item | VALVE CONE BOLT I,101921600030541033 | NO | 1 | 6507.83 | ZSPR | 2019-03-12 |  | 2486 | criticla item of turbine
4255 | Non Moving Item | TMD | M4347036019 | Non Moving Item | VALVE CONE BOLT III,101921600030541035 | NO | 1 | 6507.83 | ZSPR | 2019-03-12 |  | 2486 | criticla item of turbine
4256 | Non Moving Item | TMD | M4347036020 | Non Moving Item | VALVE CONE IV,101921600030541037,BHEL | NO | 1 | 6507.83 | ZSPR | 2019-03-12 |  | 2486 | criticla item of turbine
4257 | Non Moving Item | TMD | M4347036021 | Non Moving Item | VALVE CONE II,101921600030541039,BHEL | NO | 1 | 6507.83 | ZSPR | 2019-03-12 |  | 2486 | criticla item of turbine
4258 | Non Moving Item | TMD | M4347036033 | Non Moving Item | BUSH,101922090030541062,BHEL,NK63/71-3 | NO | 2 | 13015.66 | ZSPR | 2019-03-08 |  | 2490 | criticla item of turbine
4259 | Non Moving Item | TMD | M4347036034 | Non Moving Item | BUSH,101921600030541064,BHEL | NO | 3 | 80701.88 | ZSPR | 2019-03-08 |  | 2490 | criticla item of turbine
4260 | Non Moving Item | TMD | M4347036035 | Non Moving Item | SEALING RING OPEN,101922090030541066 | NO | 12 | 39948.09 | ZSPR | 2019-03-12 |  | 2486 | criticla item of turbine
4261 | Non Moving Item | TMD | M4347036036 | Non Moving Item | SEALING RING,101922090030541067,BHEL | NO | 20 | 92012.71 | ZSPR | 2019-03-12 |  | 2486 | criticla item of turbine
4262 | Non Moving Item | TMD | M4347036038 | Non Moving Item | PLUG SCREW,101921600030541071,BHEL | NO | 2 | 12854.83 | ZSPR | 2019-03-12 |  | 2486 | criticla item of turbine
4263 | Non Moving Item | TMD | M4347036105 | Non Moving Item | VALVE SEAT,101921600030552003,BHEL | NO | 1 | 1457 | ZSPR | 2019-03-07 |  | 2491 | criticla item of turbine
4264 | Non Moving Item | TMD | M4347036108 | Non Moving Item | VALVE CONE,101921600030552005,BHEL | NO | 1 | 1651 | ZSPR | 2019-03-08 |  | 2490 | criticla item of turbine
4265 | Non Moving Item | TMD | M4347036188 | Non Moving Item | DIFFUSER,101922090030527006,BHEL | NO | 1 | 1902 | ZSPR | 2019-03-08 |  | 2490 | criticla item of turbine
4266 | Non Moving Item | TMD | M4347036189 | Non Moving Item | VALVE CONE,101922090030527008,BHEL | NO | 1 | 1493.93 | ZSPR | 2019-03-07 |  | 2491 | criticla item of turbine
4267 | Non Moving Item | TMD | M4347036190 | Non Moving Item | GUIDE BUSH,101922090030527010,BHEL | NO | 2 | 3186.76 | ZSPR | 2019-03-07 |  | 2491 | criticla item of turbine
4268 | Non Moving Item | TMD | M4347036191 | Non Moving Item | THREADED RING,101922090030527012,BHEL | NO | 2 | 3108 | ZSPR | 2019-03-12 |  | 2486 | criticla item of turbine
4269 | Non Moving Item | TMD | M4347036192 | Non Moving Item | PLUG SCREW,101922090030527014,BHEL | NO | 2 | 3108 | ZSPR | 2019-03-12 |  | 2486 | criticla item of turbine
4270 | Non Moving Item | TMD | M4347036193 | Non Moving Item | PIN,101922090030527016,BHEL,NK63/71-3 | NO | 4 | 6217 | ZSPR | 2019-03-12 |  | 2486 | criticla item of turbine
4271 | Non Moving Item | TMD | M4347036194 | Non Moving Item | VALVE SPINDLE,101922090030527018,BHEL | NO | 2 | 3186.76 | ZSPR | 2019-03-07 |  | 2491 | criticla item of turbine
4272 | Non Moving Item | TMD | M4347036195 | Non Moving Item | BUSH,101922090030527020,BHEL,NK63/71-3 | NO | 2 | 3108 | ZSPR | 2019-03-12 |  | 2486 | criticla item of turbine
4273 | Non Moving Item | TMD | M4347036196 | Non Moving Item | COLLAR NUT,101922090030527022,BHEL | NO | 2 | 3108 | ZSPR | 2019-03-12 |  | 2486 | criticla item of turbine
4274 | Non Moving Item | TMD | M4347036197 | Non Moving Item | PIN,101922090030527024,BHEL,NK63/71-3 | NO | 2 | 3108 | ZSPR | 2019-03-12 |  | 2486 | criticla item of turbine
4275 | Non Moving Item | TMD | M4347036198 | Non Moving Item | PIN,101922090030527026,BHEL,NK63/71-3 | NO | 2 | 3108 | ZSPR | 2019-03-12 |  | 2486 | criticla item of turbine
4276 | Non Moving Item | TMD | M4347036199 | Non Moving Item | SPINDLE PACKING 25,101922090030527028 | NO | 2 | 3108 | ZSPR | 2019-03-07 |  | 2491 | criticla item of turbine
4277 | Non Moving Item | TMD | M4347036200 | Non Moving Item | SPINDLE,101922090030527040,BHEL | NO | 4 | 6217 | ZSPR | 2019-03-12 |  | 2486 | criticla item of turbine
4278 | Non Moving Item | TMD | M4347036201 | Non Moving Item | BUSH,101922090030527042,BHEL,NK63/71-3 | NO | 2 | 3108 | ZSPR | 2019-03-12 |  | 2486 | criticla item of turbine
4279 | Non Moving Item | TMD | M4347036202 | Non Moving Item | SPINDLE,101922090030527044,BHEL | NO | 4 | 6217 | ZSPR | 2019-03-12 |  | 2486 | criticla item of turbine
4280 | Non Moving Item | TMD | M4347036203 | Non Moving Item | SPRING SEAT,101922090030527046,BHEL | NO | 2 | 3108 | ZSPR | 2019-03-12 |  | 2486 | criticla item of turbine
4281 | Non Moving Item | TMD | M4347036204 | Non Moving Item | FORK,101922090030527048,BHEL,NK63/71-3 | NO | 2 | 3108 | ZSPR | 2019-03-12 |  | 2486 | criticla item of turbine
4282 | Non Moving Item | TMD | M4347036205 | Non Moving Item | THREADED PIN,101922090030527050,BHEL | NO | 2 | 3108 | ZSPR | 2019-03-12 |  | 2486 | criticla item of turbine
4283 | Non Moving Item | TMD | M4347036206 | Non Moving Item | THREADED BUSH,101922090030527052,BHEL | NO | 2 | 3108 | ZSPR | 2019-03-12 |  | 2486 | criticla item of turbine
4284 | Non Moving Item | TMD | M4347036207 | Non Moving Item | GRUB SCREW SOCKET,101922090030527054 | NO | 2 | 3108 | ZSPR | 2019-03-12 |  | 2486 | criticla item of turbine
4285 | Non Moving Item | TMD | M4347036208 | Non Moving Item | BRACKET,101922090030527056,BHEL | NO | 2 | 3108 | ZSPR | 2019-03-07 |  | 2491 | criticla item of turbine
4286 | Non Moving Item | TMD | M4347036209 | Non Moving Item | LEVER,101922090030527069,BHEL,NK63/71-3 | NO | 2 | 3108 | ZSPR | 2019-03-12 |  | 2486 | criticla item of turbine
4287 | Non Moving Item | TMD | M4347036210 | Non Moving Item | PIN,101922090030527071,BHEL,NK63/71-3 | NO | 2 | 3108 | ZSPR | 2019-03-12 |  | 2486 | criticla item of turbine
4288 | Non Moving Item | TMD | M4347036211 | Non Moving Item | PIN,101922090030527073,BHEL,NK63/71-3 | NO | 2 | 3108 | ZSPR | 2019-03-12 |  | 2486 | criticla item of turbine
4289 | Non Moving Item | TMD | M4347036212 | Non Moving Item | BRACKET,101922090030527075,BHEL | NO | 2 | 3108 | ZSPR | 2019-03-12 |  | 2486 | criticla item of turbine
4290 | Non Moving Item | TMD | M4347036213 | Non Moving Item | STUD,101922090030527080,BHEL,NK63/71-3 | NO | 4 | 6217 | ZSPR | 2019-03-12 |  | 2486 | criticla item of turbine
4291 | Non Moving Item | TMD | M4347036214 | Non Moving Item | WASHER,101922090030527082,BHEL,NK63/71-3 | NO | 4 | 6217 | ZSPR | 2019-03-12 |  | 2486 | criticla item of turbine
4292 | Non Moving Item | TMD | M4347036215 | Non Moving Item | PIN,101922090030527084,BHEL,NK63/71-3 | NO | 2 | 3108 | ZSPR | 2019-03-12 |  | 2486 | criticla item of turbine
4293 | Non Moving Item | TMD | M4347036216 | Non Moving Item | LIFT INDICATOR ASSY,101922090030527086 | NO | 2 | 3108 | ZSPR | 2019-03-12 |  | 2486 | criticla item of turbine
4294 | Non Moving Item | TMD | M4347036217 | Non Moving Item | LIFT SCALE,101922090030527095,BHEL | NO | 3 | 7626.49 | ZSPR | 2019-03-12 |  | 2486 | criticla item of turbine
4295 | Non Moving Item | TMD | M4347036218 | Non Moving Item | OIL DRUM,101922090030527096,BHEL | NO | 2 | 3108 | ZSPR | 2019-03-12 |  | 2486 | criticla item of turbine
4296 | Non Moving Item | TMD | M4347036219 | Non Moving Item | WASHER,101922090030527102,BHEL,NK63/71-3 | NO | 2 | 3108 | ZSPR | 2019-03-12 |  | 2486 | criticla item of turbine
4297 | Non Moving Item | TMD | M4347036220 | Non Moving Item | CAP SOCKET SCREW,101922090030527104,BHEL | NO | 4 | 6217 | ZSPR | 2019-03-12 |  | 2486 | criticla item of turbine
4298 | Non Moving Item | TMD | M4347036221 | Non Moving Item | SCREW CAP SOCKET,101922090030527105,BHEL | NO | 2 | 3108 | ZSPR | 2019-03-12 |  | 2486 | criticla item of turbine
4299 | Non Moving Item | TMD | M4347036222 | Non Moving Item | RING,101922090030527106,BHEL,NK63/71-3 | NO | 4 | 6217 | ZSPR | 2019-03-12 |  | 2486 | criticla item of turbine
4300 | Non Moving Item | TMD | M4347036223 | Non Moving Item | STUD,101922090030527108,BHEL,NK63/71-3 | NO | 16 | 24865 | ZSPR | 2019-03-12 |  | 2486 | criticla item of turbine
4301 | Non Moving Item | TMD | M4347036224 | Non Moving Item | HEX NUT,101922090030527110,BHEL | NO | 16 | 24865 | ZSPR | 2019-03-12 |  | 2486 | criticla item of turbine
4302 | Non Moving Item | TMD | M4347036225 | Non Moving Item | HEX NUT F P,101922090030527112,BHEL | NO | 8 | 12432 | ZSPR | 2019-03-12 |  | 2486 | criticla item of turbine
4303 | Non Moving Item | TMD | M4347036226 | Non Moving Item | HEX NUT,101922090030527113,BHEL | NO | 12 | 18649 | ZSPR | 2019-03-12 |  | 2486 | criticla item of turbine
4304 | Non Moving Item | TMD | M4347036227 | Non Moving Item | WASHER SEALING,101922090030527114,BHEL | NO | 2 | 3108 | ZSPR | 2019-03-12 |  | 2486 | criticla item of turbine
4305 | Non Moving Item | TMD | M4347036228 | Non Moving Item | CIRCLIP LIGHT,101922090030527115,BHEL | NO | 4 | 6217 | ZSPR | 2019-03-12 |  | 2486 | criticla item of turbine
4306 | Non Moving Item | TMD | M4347036229 | Non Moving Item | CIRCLIP LIGHT,101922090030527116,BHEL | NO | 4 | 6217 | ZSPR | 2019-03-12 |  | 2486 | criticla item of turbine
4307 | Non Moving Item | TMD | M4347036230 | Non Moving Item | CIRCLIP LIGHT A16-ST,101922090030527117 | NO | 8 | 12432 | ZSPR | 2019-03-12 |  | 2486 | criticla item of turbine
4308 | Non Moving Item | TMD | M4347036231 | Non Moving Item | CLAMPING SLEEVE,101922090030527118,BHEL | NO | 4 | 6217 | ZSPR | 2019-03-12 |  | 2486 | criticla item of turbine
4309 | Non Moving Item | TMD | M4347036232 | Non Moving Item | DISC SPRING,101922090030527119,BHEL | NO | 120 | 186487 | ZSPR | 2019-03-12 |  | 2486 | criticla item of turbine
4310 | Non Moving Item | TMD | M4347036233 | Non Moving Item | JNT LEVER HD SFCV16,101922090030527120 | NO | 4 | 6217 | ZSPR | 2019-03-08 |  | 2490 | criticla item of turbine
4311 | Non Moving Item | TMD | M4347036234 | Non Moving Item | CYL COMP SPRING,101922090030527121,BHEL | NO | 2 | 3108 | ZSPR | 2019-03-08 |  | 2490 | criticla item of turbine
4312 | Non Moving Item | TMD | M4347036235 | Non Moving Item | BUSH,101922090030527122,BHEL,NK63/71-3 | NO | 6 | 23779.65 | ZSPR | 2019-03-08 |  | 2490 | criticla item of turbine
4313 | Non Moving Item | TMD | M4347036236 | Non Moving Item | THRUST WASHER,101922090030527123,BHEL | NO | 4 | 6217 | ZSPR | 2019-03-08 |  | 2490 | criticla item of turbine
4314 | Non Moving Item | TMD | M4347036237 | Non Moving Item | THREADED PIN,101922090030527127,BHEL | NO | 2 | 3108 | ZSPR | 2019-03-08 |  | 2490 | criticla item of turbine
4315 | Non Moving Item | TMD | M4347036238 | Non Moving Item | WASHER,101922090030527129,BHEL,NK63/71-3 | NO | 2 | 3108 | ZSPR | 2019-03-08 |  | 2490 | criticla item of turbine
4316 | Non Moving Item | TMD | M4347036239 | Non Moving Item | HEX NUT,101922090030527130,BHEL | NO | 4 | 6217 | ZSPR | 2019-03-08 |  | 2490 | criticla item of turbine
4317 | Non Moving Item | TMD | M4347036240 | Non Moving Item | STUD,101922090030527131,BHEL,NK63/71-3 | NO | 8 | 12432 | ZSPR | 2019-03-08 |  | 2490 | criticla item of turbine
4318 | Non Moving Item | TMD | M4347036241 | Non Moving Item | HEX NUT,101922090030527133,BHEL | NO | 8 | 12432 | ZSPR | 2019-03-08 |  | 2490 | criticla item of turbine
4319 | Non Moving Item | TMD | M4347036242 | Non Moving Item | SOLID TAPER PIN,101922090030527135,BHEL | NO | 2 | 3108 | ZSPR | 2019-03-08 |  | 2490 | criticla item of turbine
4320 | Non Moving Item | TMD | M4347036243 | Non Moving Item | FLANGE,101922090030527137,BHEL,NK63/71-3 | NO | 4 | 6217 | ZSPR | 2019-03-07 |  | 2491 | criticla item of turbine
4321 | Non Moving Item | TMD | M4347036244 | Non Moving Item | O RING GSKT R53,101922090030527138,BHEL | NO | 4 | 6217 | ZSPR | 2019-03-08 |  | 2490 | criticla item of turbine
4322 | Non Moving Item | TMD | M4347036245 | Non Moving Item | STUD,101922090030527139,BHEL,NK63/71-3 | NO | 64 | 99460 | ZSPR | 2019-03-08 |  | 2490 | criticla item of turbine
4323 | Non Moving Item | TMD | M4347036537 | Non Moving Item | HEX NUT,101921600030611067,BHEL | NO | 21 | 103010 | ZSPR | 2019-03-12 |  | 2486 | criticla item of turbine
4324 | Non Moving Item | TMD | M4347036684 | Non Moving Item | ANGLE,C03061200001/6,BHEL,NK63/71-3 | NO | 1 | 4905 | ZSPR | 2019-03-12 |  | 2486 | criticla item of turbine
4325 | Non Moving Item | TMD | M4347036744 | Non Moving Item | MALE STUD COUPLING,101921600030614007 | NO | 3 | 14716 | ZSPR | 2019-03-12 |  | 2486 | criticla item of turbine
4326 | Non Moving Item | TMD | M4347036808 | Non Moving Item | SEALING FIN,101922170030175118,BHEL | NO | 1 | 1925 | ZSPR | 2019-03-08 |  | 2490 | criticla item of turbine
4327 | Non Moving Item | TMD | M4347036826 | Non Moving Item | SPACER,101922170030175022,BHEL,NK63/71-3 | NO | 114 | 219402 | ZSPR | 2019-03-08 |  | 2490 | criticla item of turbine
4328 | Non Moving Item | TMD | M4347036827 | Non Moving Item | END PIECE,101922170030175024,BHEL | NO | 3 | 5774 | ZSPR | 2019-03-08 |  | 2490 | criticla item of turbine
4329 | Non Moving Item | TMD | M4347036828 | Non Moving Item | END PIECE,101922170030175026,BHEL | NO | 3 | 5774 | ZSPR | 2019-03-08 |  | 2490 | criticla item of turbine
4330 | Non Moving Item | TMD | M4347036829 | Non Moving Item | HEX SOC GRUB SCREW,101922170030175028 | NO | 5 | 9623 | ZSPR | 2019-03-08 |  | 2490 | criticla item of turbine
4331 | Non Moving Item | TMD | M4347036830 | Non Moving Item | SHROUD,101922170030175029,BHEL,NK63/71-3 | NO | 12 | 23095 | ZSPR | 2019-03-08 |  | 2490 | criticla item of turbine
4332 | Non Moving Item | TMD | M4347036834 | Non Moving Item | SPACER,101922170030175045,BHEL,NK63/71-3 | NO | 118 | 227100 | ZSPR | 2019-03-08 |  | 2490 | criticla item of turbine
4333 | Non Moving Item | TMD | M4347036835 | Non Moving Item | END PIECE,101922170030175047,BHEL | NO | 3 | 5774 | ZSPR | 2019-03-08 |  | 2490 | criticla item of turbine
4334 | Non Moving Item | TMD | M4347036836 | Non Moving Item | END PIECE,101922170030175049,BHEL | NO | 3 | 5774 | ZSPR | 2019-03-08 |  | 2490 | criticla item of turbine
4335 | Non Moving Item | TMD | M4347036837 | Non Moving Item | HEX SOC GRUB SCREW,101922170030175051 | NO | 5 | 9623 | ZSPR | 2019-03-08 |  | 2490 | criticla item of turbine
4336 | Non Moving Item | TMD | M4347036842 | Non Moving Item | SPACER,101922170030175058,BHEL,NK63/71-3 | NO | 120 | 230950 | ZSPR | 2019-03-08 |  | 2490 | criticla item of turbine
4337 | Non Moving Item | TMD | M4347036843 | Non Moving Item | END PIECE,101922170030175060,BHEL | NO | 3 | 5774 | ZSPR | 2019-03-08 |  | 2490 | criticla item of turbine
4338 | Non Moving Item | TMD | M4347036844 | Non Moving Item | END PIECE,101922170030175062,BHEL | NO | 3 | 5774 | ZSPR | 2019-03-08 |  | 2490 | criticla item of turbine
4339 | Non Moving Item | TMD | M4347036845 | Non Moving Item | HEX SOC GRUB SCREW,101922170030175064 | NO | 5 | 9623 | ZSPR | 2019-03-08 |  | 2490 | criticla item of turbine
4340 | Non Moving Item | TMD | M4347036850 | Non Moving Item | SPACER,101922170030175091,BHEL,NK63/71-3 | NO | 202 | 388765 | ZSPR | 2019-03-08 |  | 2490 | criticla item of turbine
4341 | Non Moving Item | TMD | M4347036851 | Non Moving Item | END PIECE,101922170030175093,BHEL | NO | 6 | 11548 | ZSPR | 2019-03-08 |  | 2490 | criticla item of turbine
4342 | Non Moving Item | TMD | M4347036852 | Non Moving Item | END PIECE,101922170030175095,BHEL | NO | 6 | 11548 | ZSPR | 2019-03-08 |  | 2490 | criticla item of turbine
4343 | Non Moving Item | TMD | M4347036853 | Non Moving Item | HEX SOC GRUB SCREW,101922170030175097 | NO | 10 | 19246 | ZSPR | 2019-03-08 |  | 2490 | criticla item of turbine
4344 | Non Moving Item | TMD | M4347036854 | Non Moving Item | SHROUD,101922170030175098,BHEL,NK63/71-3 | NO | 8 | 15397 | ZSPR | 2019-03-08 |  | 2490 | criticla item of turbine
4345 | Non Moving Item | TMD | M4347036857 | Non Moving Item | GUIDE BLADE,101922170030175102,BHEL | NO | 107 | 205930 | ZSPR | 2019-03-07 |  | 2491 | criticla item of turbine
4346 | Non Moving Item | TMD | M4347036858 | Non Moving Item | SPACER,101922170030175104,BHEL,NK63/71-3 | NO | 105 | 202081 | ZSPR | 2019-03-08 |  | 2490 | criticla item of turbine
4347 | Non Moving Item | TMD | M4347036859 | Non Moving Item | END PIECE,101922170030175106,BHEL | NO | 3 | 5774 | ZSPR | 2019-03-08 |  | 2490 | criticla item of turbine
4348 | Non Moving Item | TMD | M4347036860 | Non Moving Item | END PIECE,101922170030175108,BHEL | NO | 3 | 5774 | ZSPR | 2019-03-08 |  | 2490 | criticla item of turbine
4349 | Non Moving Item | TMD | M4347036861 | Non Moving Item | HEX SOC GRUB SCREW,101922170030175110 | NO | 5 | 9623 | ZSPR | 2019-03-08 |  | 2490 | criticla item of turbine
4350 | Non Moving Item | TMD | M4347036862 | Non Moving Item | SHROUD,101922170030175111,BHEL,NK63/71-3 | NO | 6 | 11547 | ZSPR | 2019-03-08 |  | 2490 | criticla item of turbine
4351 | Non Moving Item | TMD | M4347036865 | Non Moving Item | LP GUIDE BLADE,101922170030176003,BHEL | NO | 51 | 98154 | ZSPR | 2019-03-07 |  | 2491 | criticla item of turbine
4352 | Non Moving Item | TMD | M4347036866 | Non Moving Item | SPACER,101922170030176005,BHEL,NK63/71-3 | NO | 49 | 94304 | ZSPR | 2019-03-07 |  | 2491 | criticla item of turbine
4353 | Non Moving Item | TMD | M4347036867 | Non Moving Item | END PIECE,101922170030176007,BHEL | NO | 3 | 5774 | ZSPR | 2019-03-07 |  | 2491 | criticla item of turbine
4354 | Non Moving Item | TMD | M4347036868 | Non Moving Item | END PIECE,101922170030176009,BHEL | NO | 3 | 5774 | ZSPR | 2019-03-07 |  | 2491 | criticla item of turbine
4355 | Non Moving Item | TMD | M4347036869 | Non Moving Item | HEX SOC GRUB SCREW,101922170030176011 | NO | 5 | 9623 | ZSPR | 2019-03-08 |  | 2490 | criticla item of turbine
4356 | Non Moving Item | TMD | M4347036870 | Non Moving Item | SHROUD,101922170030176012,BHEL,NK63/71-3 | NO | 6 | 11547 | ZSPR | 2019-03-08 |  | 2490 | criticla item of turbine
4357 | Non Moving Item | TMD | M4347036873 | Non Moving Item | GUIDE BLADE,101922170030177003,BHEL | NO | 47 | 90455 | ZSPR | 2019-03-07 |  | 2491 | criticla item of turbine
4358 | Non Moving Item | TMD | M4347036874 | Non Moving Item | SPACER,101922170030177005,BHEL,NK63/71-3 | NO | 45 | 86606 | ZSPR | 2019-03-07 |  | 2491 | criticla item of turbine
4359 | Non Moving Item | TMD | M4347036875 | Non Moving Item | END PIECE,101922170030177007,BHEL | NO | 3 | 5774 | ZSPR | 2019-03-07 |  | 2491 | criticla item of turbine
4360 | Non Moving Item | TMD | M4347036876 | Non Moving Item | END PIECE,101922170030177009,BHEL | NO | 3 | 5774 | ZSPR | 2019-03-07 |  | 2491 | criticla item of turbine
4361 | Non Moving Item | TMD | M4347036877 | Non Moving Item | HEX SOC GRUB SCREW,101922170030177011 | NO | 5 | 9623 | ZSPR | 2019-03-08 |  | 2490 | criticla item of turbine
4362 | Non Moving Item | TMD | M4347036878 | Non Moving Item | GUIDE BLADE,101922170030178003,BHEL | NO | 54 | 103927 | ZSPR | 2019-03-07 |  | 2491 | criticla item of turbine
4363 | Non Moving Item | TMD | M4347036879 | Non Moving Item | SPACER,101922170030178005,BHEL,NK63/71-3 | NO | 52 | 100078 | ZSPR | 2019-03-07 |  | 2491 | criticla item of turbine
4364 | Non Moving Item | TMD | M4347036880 | Non Moving Item | END PIECE,101922170030178007,NK63/71-3 | NO | 3 | 5774 | ZSPR | 2019-03-07 |  | 2491 | criticla item of turbine
4365 | Non Moving Item | TMD | M4347036881 | Non Moving Item | END PIECE,101922170030178009,BHEL | NO | 3 | 5774 | ZSPR | 2019-03-07 |  | 2491 | criticla item of turbine
4366 | Non Moving Item | TMD | M4347036882 | Non Moving Item | HEX SOC GRUB SCREW,101922170030178011 | NO | 5 | 9623 | ZSPR | 2019-03-08 |  | 2490 | criticla item of turbine
4367 | Non Moving Item | TMD | M4347036883 | Non Moving Item | SHROUD,101922170030178012,BHEL,NK63/71-3 | NO | 6 | 11547 | ZSPR | 2019-03-08 |  | 2490 | criticla item of turbine
4368 | Non Moving Item | TMD | M4349116008 | Non Moving Item | BOLT/NUT,GEA ECOFLEX | NO | 5 | 2500 | ZSPR | 2018-07-21 |  | 2720 | Critical item
4369 | Non Moving Item | TMD | M4349116009 | Non Moving Item | BASE END PLATE,GEA ECOFLEX,NT350 B-10 | NO | 2 | 13786 | ZSPR | 2018-07-21 |  | 2720 | Critical item
4370 | Non Moving Item | TMD | M4349116010 | Non Moving Item | STUD/NUT/WASHER,NT350 B-10,GEA ECOFLEX | NO | 58 | 116000 | ZSPR | 2018-07-21 |  | 2720 | Critical item
4371 | Non Moving Item | TMD | M4349116018 | Non Moving Item | TIGHTENING BOLT,GEA ECOFLEX,NT350 B-10 | NO | 12 | 6000 | ZSPR | 2018-07-21 |  | 2720 | Critical item
4372 | Non Moving Item | TMD | M4349116022 | Non Moving Item | FRAME PLATE,GEA ECOFLEX,NT350 B-10 | NO | 701 | 3925600 | ZSPR | 2018-07-21 |  | 2720 | Critical item
4373 | Non Moving Item | TMD | M4425296007 | Non Moving Item | TOP SP WSHR ASSY,SV 7141 & 012,BHEL | NO | 6 | 84025 | ZSPR | 2018-12-28 |  | 2560
4374 | Non Moving Item | TMD | M4922016071 | Non Moving Item | DC/DC CONVERTER,TURBO GENERATOR | NO | 1 | 7788 | ZSPR | 2019-10-01 |  | 2283 | Critical item
4375 | Non Moving Item | TMD | M5003906557 | Non Moving Item | HEX SCREW,01074304000/27,BHEL | NO | 8 | 472 | ZSPR | 2019-03-23 |  | 2475
4376 | Non Moving Item | TMD | M5122016037 | Non Moving Item | LOCK WASHER,9X20 | NO | 16 | 640 | ZSPR | 2018-08-09 |  | 2701 | Critical item
4377 | Non Moving Item | TMD | M5147908204 | Non Moving Item | STUD BOLT,0055,M20X60,STOP V/V,ND350X30 | NO | 9 | 44147 | ZSPR | 2019-03-12 |  | 2486
4378 | Non Moving Item | TMD | M5385056086 | Non Moving Item | CARD,CUMMINS,BSDG SET,SCP-250 | SET | 1 | 11622.98 | ZSPR | 2018-02-15 |  | 2876 | Critical item
4379 | Non Moving Item | TMD | M5425900004 | Non Moving Item | HOSE,15M | NO | 2 | 8996 | ZSPR | 2017-06-30 |  | 3106
4380 | Non Moving Item | TMD | M5524696010 | Non Moving Item | RAIL CLAMP,0178-01-MT-01&11,TRF | NO | 2 | 2984 | ZSPR | 2019-07-23 |  | 2353
4381 | Non Moving Item | TMD | M5738900201 | Non Moving Item | BELLOW,2300MM,BHEL | NO | 6 | 7816164 | ZSPR | 2018-04-25 |  | 2807 | critical item for conndeser
4382 | Non Moving Item | TMD | M5741096151 | Non Moving Item | S.B.STRAINER:250NB:#150:STRAINER ELEMENT | NO | 2 | 153636 | ZSPR | 2018-11-08 |  | 2610
4383 | Non Moving Item | TMD | M5741096156 | Non Moving Item | GASKET,FE/KSB/SBKT/FR-3360+,FEIPL | NO | 2 | 21063 | ZSPR | 2018-11-08 |  | 2610
4384 | Non Moving Item | TMD | M5800000004 | Non Moving Item | ACTIVATED CARBON FILTER | NO | 4 | 5192 | ZSPR | 2019-04-22 |  | 2445
4385 | Non Moving Item | TMD | M5805300182 | Non Moving Item | NIPPLE,NPT-MXNPT-M,SS316,ASTM A276/A479 | NO | 61 | 42455.93 | ZSPR | 2019-03-08 |  | 2490
4386 | Non Moving Item | TMD | M5815156025 | Non Moving Item | PALL RINGS 50X50X2.2 | NO | 4 | 145451 | ZSPR | 2019-04-11 |  | 2456
4387 | Non Moving Item | TMD | M5815200077 | Non Moving Item | INLET HEADER LATERAL | NO | 1 | 46085 | ZSPR | 2019-06-27 |  | 2379
4388 | Non Moving Item | TMD | M5815300061 | Non Moving Item | NOZZLE SUITABLE FOR MB | SET | 70 | 31388 | ZSPR | 2019-04-24 |  | 2443
4389 | Non Moving Item | TMD | M5815300088 | Non Moving Item | DGT AIR SEAL FITTING, DECARBONATOR (PVC) | NO | 1 | 53661 | ZSPR | 2019-04-11 |  | 2456
4390 | Non Moving Item | TMD | M5815300089 | Non Moving Item | SAC & MB BLANK FLANGER (PVC) 80 NB | SET | 1 | 3157 | ZSPR | 2019-06-27 |  | 2379
4391 | Non Moving Item | TMD | M5815306125 | Non Moving Item | BOTTOM TRAY,MSRL,MARK NO-DG/11 | NO | 1 | 116159 | ZSPR | 2019-06-27 |  | 2379
4392 | Non Moving Item | TMD | M5840011121 | Non Moving Item | DISTRIBUTOR HEADER,A3-A10037-06-10/DG-1 | NO | 1 | 66287 | ZSPR | 2019-06-27 |  | 2379
4393 | Non Moving Item | TMD | M5850010100 | Non Moving Item | CRU ASSY,DWEL/CPU/REGN/001,DRIPLEX | NO | 70 | 31388 | ZSPR | 2019-04-22 |  | 2445
4394 | Non Moving Item | TMD | M5850260122 | Non Moving Item | INLET NOZZLE,C332-83MF00066A001R+ | NO | 230 | 51566 | ZSPR | 2019-04-24 |  | 2443
4395 | Non Moving Item | TMD | M6201076039 | Non Moving Item | O-RING,242-329-0,COLCHESTER,MAGNUM 1250 | NO | 2 | 30000 | ZSPR | 2019-05-24 |  | 2413
4396 | Non Moving Item | TMD | M6305216120 | Non Moving Item | BRAKE DRUM,37-9009-27 | NO | 4 | 11728 | ZSPR | 2019-07-23 |  | 2353
4397 | Non Moving Item | TMD | M6305216171 | Non Moving Item | BRAKE LINER,160MM,F/LT | SET | 12 | 6658 | ZSPR | 2019-08-08 |  | 2337
4398 | Non Moving Item | TMD | M6305226094 | Non Moving Item | EH THRUSTER BRAKE,CRANE | NO | 6 | 2586 | ZSPR | 2019-08-08 |  | 2337
4399 | Non Moving Item | TMD | M6305226107 | Non Moving Item | THRUST BRAKE ASSY,CRANE,15/105TON | NO | 2 | 7004 | ZSPR | 2019-07-23 |  | 2353
4400 | Non Moving Item | TMD | M6305746001 | Non Moving Item | BRAKE LINER,ANUPAM,125/25TON | NO | 2 | 3688 | ZSPR | 2019-08-08 |  | 2337
4401 | Non Moving Item | TMD | M6305746003 | Non Moving Item | BRAKE LINER,ANUPAM,125/25TON | NO | 8 | 9906.5 | ZSPR | 2019-07-23 |  | 2353
4402 | Non Moving Item | TMD | M6305746004 | Non Moving Item | BRAKE LINER,ANUPAM,125/25TON | NO | 16 | 18960 | ZSPR | 2019-07-23 |  | 2353
4403 | Non Moving Item | TMD | M6309990093 | Non Moving Item | BREAK LINER SET,HOIST | SET | 2 | 3688 | ZSPR | 2019-08-08 |  | 2337
4404 | Non Moving Item | TMD | M6518236309 | Non Moving Item | CORNER TOOTH-LH,375LL11575,BEML,LOADER | NO | 4 | 10334.23 | ZSPR | 2019-10-17 |  | 2267
2316 | Non Moving Item | EMD | M8110142346 | Non Moving Item | CABLE,PWR,50MM2,2C,STRANDED,AL,1.1KV,PVC | M | 263.6 | 0 | ZOTH | 2019-04-11 |  | 2456 | material withdrawn
4406 | Non Moving Item | OFS | M7065011017 | Non Moving Item | DB FUEL FILTER,001200240183 | SET | 4 | 4002 | ZSPR | 2019-02-25 |  | 2501 | related to OFS DG set
4407 | Non Moving Item | OFS | M7065011018 | Non Moving Item | OIL FILTR ELMNT SEAL | SET | 8 | 25644 | ZSPR | 2019-02-25 |  | 2501 | related to OFS DG set
4408 | Non Moving Item | OFS | M7065011040 | Non Moving Item | BRG CONNECTING ROD,P21104306017 | SET | 19 | 20350 | ZSPR | 2019-02-25 |  | 2501 | related to OFS DG set
4409 | Non Moving Item | OFS | M7065011044 | Non Moving Item | GASKET,P21108530134,GREAVES COTTON | SET | 1 | 3418 | ZSPR | 2019-02-25 |  | 2501 | related to OFS DG set
4410 | Non Moving Item | OFS | M7065011090 | Non Moving Item | LUBE OIL FILTER,GREAVES COTTON LIMIT | NO | 8 | 7420 | ZSPR | 2019-02-25 |  | 2501 | related to OFS DG set
4411 | Non Moving Item | OFS | M7065011095 | Non Moving Item | FUEL OFF SOL/SOL. COIL FOR FUEL V/V | NO | 4 | 18992 | ZSPR | 2019-02-25 |  | 2501 | related to OFS DG set
4412 | Non Moving Item | OFS | M7065011118 | Non Moving Item | COGGED BELT/ WATER PUMP BELT (2.18) | SET | 8 | 17856 | ZSPR | 2019-02-25 |  | 2501 | related to OFS DG set
4413 | Non Moving Item | OFS | M7065011129 | Non Moving Item | HOSE/PIPE MTG CLAMP,P21108610204 | SET | 4 | 31906 | ZSPR | 2019-02-25 |  | 2501 | related to OFS DG set
4414 | Non Moving Item | TMD | M2442436009 | Non Moving Item | FLASHBACK ARRESTOR,STD,WELDSUN | ST | 3 | 27555.6 | ZOTS | 2019-12-27 | 2020-01-29 | 2163
539937590.06

## Sheet1 (hidden)
M4425306003 NOZZLE RING,DS 116-1076/3,ANDERSON 2 NO 0003 Godown No.3 1049 ZSPR
M4425306004 SET SCREW,DS 116-1076/4,ANDERSON 2 NO 0003 Godown No.3 1049 ZSPR
M4425306009 GUIDE,DS 116-1076/9,ANDERSON 2 NO 0003 Godown No.3 1049 ZSPR
M4425306010 GUIDE RING,DS 116-1076/10,ANDERSON 2 NO 0003 Godown No.3 1049 ZSPR
M4425306011 SET SCREW,DS 116-1076/11,ANDERSON 2 NO 0003 Godown No.3 1049 ZSPR
M4425306013 SPINDLE ROD,DS 116-1076/12B,ANDERSON 2 NO 0003 Godown No.3 1049 ZSPR
M4425306103 NOZZLE RING,DS-116-1109/3,ANDERSON 2 NO 0003 Godown No.3 1049 ZSPR
M4425306104 SET SCREW,DS-116-1109/4,ANDERSON 4 NO 0003 Godown No.3 1049 ZSPR
M4425306109 GUIDE,DS-116-1109/8A,ANDERSON 2 NO 0003 Godown No.3 1049 ZSPR
M4425306111 GUIDE RING,DS-116-1109/9,ANDERSON 2 NO 0003 Godown No.3 1049 ZSPR
M4425306115 SPINDLE ROD,DS-116-1109/11C,ANDERSON 2 NO 0003 Godown No.3 1049 ZSPR
M8547135342 FUSE BASE,415VAC,63A,W/D TYPE/BOTL NECK 528 NO 0003 Godown No.3 1049 ZSPR
M8547315995 FUSE BASE,415VAC,16A 38 NO 0003 Godown No.3 1049 ZSPR
M8556425447 SDF-100A FN100 TPN 3P ON-OFF 415VAC 20 NO 0003 Godown No.3 1049 ZSPR

## Old Declared Surplus Material
Sl No | Dept | Tagged | Material | Material Description | UOM | Stock | Stock Value | Mat. Type | Last Rct.Dt. | Last Issue Date | NM days | Remarks Obsolete / surplus / Unserviceable
1 | C&I | NMI | M9414456011 | BIMETAL OVERLOAD RELAY | NO | 1 | 7125.66 | ZSPR | 2018-04-13 |  | 2819 | Old Declared Surplus Material
2 | C&I | NMI | M9455163111 | GAUGE GLASS ASSY,1200/1250 | NO | 3 | 3540 | ZSPR | 2018-04-04 |  | 2828 | Old Declared Surplus Material
3 | EMD | NMI | M8589845014 | RMU FOR 33KV VCB:SCHNEIDER MAKE | NO | 1 | 3414697 | ZSPR | 2015-12-03 |  | 3681 | Old Declared Surplus Material
4 | EMD | NMI | M8396016010 | 100KVAR POWER FACTOR IMPROVEMENT PANEL | NO | 8 | 1322400 | ZOTH | 2015-09-05 | 2017-05-16 | 3151 | Old Declared Surplus Material
5 | CHP | NMI | M5518366001 | HAMMER,286F 134&39,JEFFREY RADER,CRUSHER | SET | 14 | 104076 | ZSPR | 2018-09-18 |  | 2661 | Old Declared Surplus Material
6 | CHP | NMI | M5518356002 | HAMMER PIN,JEFFREY RADER,30 ABE | NO | 12 | 99120 | ZSPR | 2018-09-10 |  | 2669 | Old Declared Surplus Material
7 | CHP | NMI | M5518366002 | HAMMER PIN,JEFFREY RADER,CRUSHER,CSU-3 | SET | 8 | 66080 | ZSPR | 2018-09-07 |  | 2672 | Old Declared Surplus Material
8 | CHP | NMI | M5518356001 | 30 ABE:HAMMER | NO | 8 | 59472 | ZSPR | 2018-09-10 |  | 2669 | Old Declared Surplus Material
9 | CHP | NMI | M5518386208 | BEARING COVER,166A-1R-EQP-A1-1-1&9,ASSPL | NO | 5 | 37170 | ZSPR | 2018-09-10 |  | 2669 | Old Declared Surplus Material
10 | CHP | NMI | M5518386071 | HINGED SIDE LINER,ASSPL/JEFFREY,CRUSHER | NO | 2 | 14868 | ZSPR | 2018-09-07 |  | 2672 | Old Declared Surplus Material
11 | CHP | NMI | M5518386072 | DOOR SIDE LINER,ASSPL/JEFFREY,CRUSHER | NO | 2 | 14868 | ZSPR | 2018-09-07 |  | 2672 | Old Declared Surplus Material
12 | CHP | NMI | M5518266024 | BULL GEAR,TA3653,L&T CMMH,APRON FEEDER | NO | 1 | 9912 | ZSPR | 2018-09-07 |  | 2672 | Old Declared Surplus Material
13 | CHP | NMI | M5518386074 | DOOR SIDE LINER,ASSPL/JEFFREY,CRUSHER | NO | 1 | 7434 | ZSPR | 2018-09-07 |  | 2672 | Old Declared Surplus Material
14 | CHP | NMI | M5518386075 | DOOR SIDE LINER,ASSPL/JEFFREY,CRUSHER | NO | 1 | 7434 | ZSPR | 2018-09-07 |  | 2672 | Old Declared Surplus Material
15 | CHP | NMI | M5518386076 | MIDDLE SIDE LINER,ASSPL/JEFFREY,CRUSHER | NO | 1 | 7434 | ZSPR | 2018-09-07 |  | 2672 | Old Declared Surplus Material
16 | CHP | NMI | M5518386077 | SIDE LINER HINGE,ASSPL/JEFFREY,CRUSHER | NO | 1 | 7434 | ZSPR | 2018-09-07 |  | 2672 | Old Declared Surplus Material
17 | CHP | NMI | M5518386078 | SIDE LINER HINGE,JEFFREY RADER,1000TPH | NO | 1 | 7434 | ZSPR | 2018-09-10 |  | 2669 | Old Declared Surplus Material
18 | CHP | NMI | M5518386695 | 2400TPH:CSU:SCR.FEEDR:HANGER BRG | NO | 1 | 7434 | ZSPR | 2018-09-10 |  | 2669 | Old Declared Surplus Material
19 | EMD | NMI | M8589835060 | RMU FOR 11KV VCB SCHNEIDER MAKE | NO | 1 | 501960 | ZSPR | 2015-12-03 |  | 3681 | Old Declared Surplus Material
20 | EMD | NMI | M8396015017 | 50KVAR POWER FACTOR IMPROVEMENT PANEL | NO | 4 | 456000 | ZOTH | 2015-09-05 | 2015-09-28 | 3747 | Old Declared Surplus Material
21 | EMD | NMI | M8752500801 | HV BUSHING,INDOTECH,XFMR | NO | 1 | 117193 | ZSPR | 2015-12-03 |  | 3681 | Old Declared Surplus Material
22 | EMD | NMI | M8167140674 | JKIT,ET,H/S,XLPE,11KV,3C,150MM2,AL | NO | 2 | 22765 | ZOTH | 2015-05-23 | 2015-05-23 | 3875 | Old Declared Surplus Material
23 | EMD | NMI | M8167255152 | JKIT,ET,H/S,33KV,1C,150MM2,AL | NO | 2 | 20260 | ZOTH | 2015-12-03 | 2015-07-20 | 3817 | Old Declared Surplus Material
24 | EMD | NMI | M8167155155 | JNT/TER KIT,INDOOR END,33KV,1C,150MM2 | NO | 2 | 15195 | ZSPR | 2015-12-03 | 2015-07-20 | 3817 | Old Declared Surplus Material
25 | C&I |  | M9414996056 | CONTROL TERMINAL BLOCKS | NO | 21 | 9815.75 | ZSPR |  |  |  | Old Declared Surplus Material
26 | C&I |  | M9494766137 | SWITCH,PUSH BUTTON | NO | 11 | 12931.42 | ZSPR |  |  |  | Old Declared Surplus Material
6354052.83

## New declared Obsolete Material
Sl No | Material | Material Description | UOM | Stock | Stock Value | NM days | Column1 | 9006 | 9007 | 9008
1 | M4425306003 | NOZZLE RING,DS 116-1076/3,ANDERSON | NO | 2 | 170508 | 2413 | 0003 Godown No.3 Project Stock | 2 | 5900196102
2 | M4425306004 | SET SCREW,DS 116-1076/4,ANDERSON | NO | 2 | 79178 | 2413 | 0003 Godown No.3 Project Stock | 2 | 5900196102
3 | M4425306009 | GUIDE,DS 116-1076/9,ANDERSON | NO | 2 | 973594 | 2413 | 0003 Godown No.3 Project Stock | 2 | 5900196102
4 | M4425306010 | GUIDE RING,DS 116-1076/10,ANDERSON | NO | 2 | 306243 | 2413 | 0003 Godown No.3 Project Stock | 2 | 5900196102
5 | M4425306011 | SET SCREW,DS 116-1076/11,ANDERSON | NO | 2 | 79178 | 2413 | 0003 Godown No.3 Project Stock | 2 | 5900196102
6 | M4425306013 | SPINDLE ROD,DS 116-1076/12B,ANDERSON | NO | 2 | 1301198 | 2413 | 0003 Godown No.3 Project Stock | 2 | 5900196102
7 | M4425306103 | NOZZLE RING,DS-116-1109/3,ANDERSON | NO | 2 | 170508 | 2413 | 0003 Godown No.3 Project Stock | 2 | 5900196102
8 | M4425306104 | SET SCREW,DS-116-1109/4,ANDERSON | NO | 4 | 158356 | 2413 | 0003 Godown No.3 Project Stock | 4 | 5900196102
9 | M4425306109 | GUIDE,DS-116-1109/8A,ANDERSON | NO | 2 | 973592 | 2413 | 0003 Godown No.3 Project Stock | 2 | 5900196102
10 | M4425306111 | GUIDE RING,DS-116-1109/9,ANDERSON | NO | 2 | 306241 | 2413 | 0003 Godown No.3 Project Stock | 2 | 5900196102
11 | M4425306115 | SPINDLE ROD,DS-116-1109/11C,ANDERSON | NO | 2 | 1301195 | 2413 | 0003 Godown No.3 Project Stock | 2 | 5900196102
12 | M8547135342 | FUSE BASE,415VAC,63A,W/D TYPE/BOTL NECK | NO | 528 | 55571.55 | 2479 | 0003 Godown No.3 G3,74D1&E5 | 528 | 5900196102
13 | M8556425447 | SDF-100A FN100 TPN 3P ON-OFF 415VAC | NO | 20 | 21204 | 2479 | 0003 Godown No.3 G-3,75A1-3 | 20 | 5900196102
14 | M8547315995 | FUSE BASE,415VAC,16A | NO | 38 | 181.16 | 2479 | 0003 Godown No.3 G-3,75-A-4 | 38 | 5900196102
5896747.71

## New Declared surplus Material
Sl No | Material | Material Description | UOM | Stock | Stock Value | NM days | Column1 | Old Loc
1 | M8216456149 | LAMP,DISC,HPSV,ELLIPTICAL,70W,E27 | NO | 1208 | 212220.71 | 1989 | 5900194897 | 0003 Godown No.3 G5C15D-18C | 788 | 0005 Godown No.5 G5,F02-CDE | 210 | 0150 mandatory spares G5,F02-CDE | 210
2 | M8251114156 | BALLAST,LTG,ELECT,2X28W | NO | 400 | 84960 | 2014 | 5900194897 | 0003 Godown No.3 G-3,65B3-4 | 400
3 | M8226322054 | GLASS BOWL,SON,70W,CGL | NO | 75 | 41233.43 | 2023 | 5900194897 | 0150 mandatory spares C04D/C28AE | 75
4 | M8255912246 | LAMPHOLDER,PORCELAIN,ES27,BAJAJ | NO | 660 | 17523 | 1869 | 5900194897 | 0003 Godown No.3 G3,71E3/4 | 660
5 | M8325336253 | CAPACITOR,PAPER,2.5MFD,440VAC,EPCOS | NO | 400 | 6608 | 1869 | 5900194897 | 0003 Godown No.3 G3,71E-2 | 400
6 | M8216557149 | LAMP,DISC,HPSV,OVOID,SC,70W,250V | NO | 50 | 6372 | 2014 | 5900194897 | 0003 Godown No.3 G3,62D1-E5 | 50
7 | M8255912422 | LAMPHOLDER,PORCELAIN,E27,SC,70W,ESB-202 | NO | 75 | 4520.08 | 2023 | 5900194897 | 0150 mandatory spares G5,F01-A | 75
8 | M8216156501 | LAMP,DISC,HPSV,TUBULAR,400W | NO | 7 | 4173.33 | 2843 | 5900194897 | 0150 mandatory spares G5,F01-B | 7
9 | M8216156146 | LAMP,DISC,HPSV,TUBULAR,SC,70W,230V | NO | 7 | 2879.72 | 2659 | 5900194897 | 0150 mandatory spares G5,F01-B | 7
10 | M8226351067 | GLASS COVER,240V,1X100/200W,BAJAJ | NO | 5 | 666.45 | 2023 | 5900194897 | 0150 mandatory spares G5,F03-A | 5
11 | M8226230157 | FRONT GLASS FOR FIXTURE TYPE-PF,`BAJAJ' | NO | 1 | 663.77 | 2022 | 5900194897 | 0150 mandatory spares G5,F01-A | 1
12 | M8215136253 | LAMP,DISC,HPMV,ELLIPTICAL,125W,250V | NO | 2 | 376.97 | 2023 | 5900194897 | 0150 mandatory spares G5,F01-B | 2
13 | M8255969428 | LAMPHOLDER,PORCELAIN,SCREW FIT,100W | NO | 15 | 301.29 | 2023 | 5900194897 | 0150 mandatory spares G5,F01-A | 15
14 | M8226134356 | GLASS BOWL,HPMV,125W,POST TOP LANTERN | NO | 1 | 272.27 | 2023 | 5900194897 | 0150 mandatory spares G5,C05-D | 1
15 | M8255112426 | LAMPHOLDER,HPSV,70W | NO | 4 | 214.78 | 2023 | 5900194897 | 0150 mandatory spares G5,F01-A | 4
16 | M8255269100 | LAMPHOLDER,PENDANT,BC,100W,BRASS | NO | 7 | 141.14 | 2023 | 5900194897 | 0150 mandatory spares G5,F01-A | 7
17 | M8225845008 | 2X10W indcnt LAMP batt opertaed e-light | NO | 1 | 132.86 | 2022 | 5900194897 | 0150 mandatory spares G5,F01-A | 1
18 | M8255169282 | LAMPHOLDER,PENDANT,SC,100W,BRASS | NO | 5 | 101.1 | 2023 | 5900194897 | 0150 mandatory spares G5,F01-A | 5
19 | M8255921242 | LAMPHOLDER,HPSV,125W | NO | 1 | 61.07 | 2023 | 5900194897 | 0150 mandatory spares G5,F01-A | 1
383421.97
|  | Unservicable | Bags | Qty
1 | M0325500504 |  | 220 | 11000 | 9990 |  | 5900196990 | NTPC 11 MT