## Sheet1
Sr No | Type of Item | Material Code | Item Desc | UM | Qty | Value | Item Category | Material Type Desc. | Material Type | Plant Code
1 | Obsolete | M0511012224 | SEAL,12X22X7MM | NO | 14 | 630 | PACKING PR SEAL RING | Component & Spares | ZSPR | Muzaffarpur TPS (Kanti Bijli)/ 1087
2 | Obsolete | M1779911061 | TEE,EQ,SW,CS,A105,20MM | NO | 2 | 450 | PIPE FITTINGS AND FL | Component & Spares | ZSPR | Muzaffarpur TPS (Kanti Bijli)/ 1087
3 | Obsolete | M1802011132M | DELETED Material Handling Valve (Right) | NO | 4688 | 4688 | IS778 GM GATE V/V FL | Component & Spares | ZSPR | Muzaffarpur TPS (Kanti Bijli)/ 1087
4 | Obsolete | M1802025020 | VV,GA: THD,LTB2 IS:318,1MPA,25MM,MAN | NO | 1 | 433440 | IS778 GM GATE V/V FL | Component & Spares | ZSPR | Muzaffarpur TPS (Kanti Bijli)/ 1087
5 | Obsolete | M1807300997M | DELETED Bearing 6324 | NO | 2 | 28846 | IS:781 STOP V/V GM S | Component & Spares | ZSPR | Muzaffarpur TPS (Kanti Bijli)/ 1087
6 | Obsolete | M1809881262M | DELETED Seat Stealite for SH Const. Valv | NO | 1 | 71 | IS3004 PR RED GM SCR | Component & Spares | ZSPR | Muzaffarpur TPS (Kanti Bijli)/ 1087
7 | Obsolete | M1809891263M | DELETED Dise for Main Valve | NO | 2 | 330 | IS3004 PR RED GM SCR | Component & Spares | ZSPR | Muzaffarpur TPS (Kanti Bijli)/ 1087
8 | Obsolete | M1811991269M | DELETED Collect Valve (Valve Lock) 50202 | NO | 48 | 2160 | GATE V/V CS FLANGED | Component & Spares | ZSPR | Muzaffarpur TPS (Kanti Bijli)/ 1087
9 | Obsolete | M1816992538 | STOP VALVE KIRLOSKAR MODL:TAL-40 FOR AC | NO | 19 | 5168 | BALL V/V SS SCREWD | Component & Spares | ZSPR | Muzaffarpur TPS (Kanti Bijli)/ 1087
10 | Obsolete | M1816995227M | DELETED PACKING KIT-00489136 | SET | 30 | 5670 | BALL V/V SS SCREWD | Component & Spares | ZSPR | Muzaffarpur TPS (Kanti Bijli)/ 1087
11 | Obsolete | M1823210226M | DELETED Valve Spendle off size | NO | 2 | 192 | IS1484/BS5150 GAT V/ | Component & Spares | ZSPR | Muzaffarpur TPS (Kanti Bijli)/ 1087
12 | Obsolete | M1825780269M | DELETED 4 NB. PVC Black Flange | NO | 1 | 455 | IS10805 FT V/V CI SC | Component & Spares | ZSPR | Muzaffarpur TPS (Kanti Bijli)/ 1087
13 | Obsolete | M1825790270M | DELETED 125 NB. PVC Black Flange | SET | 1 | 530 | IS10805 FT V/V CI SC | Component & Spares | ZSPR | Muzaffarpur TPS (Kanti Bijli)/ 1087
14 | Obsolete | M1843991436M | DELETED SPACER RING FOR 6GATEVALV TAG NO | NO | 44 | 16324 | IS13095 GAT V/V FCS | Component & Spares | ZSPR | Muzaffarpur TPS (Kanti Bijli)/ 1087
15 | Obsolete | M1851740166 | VV,CHK: BS1868,FLG,A890,PN1.6,350MM,SCV | NO | 1 | 62500 | IS5312 REF V/V FCS W | Component & Spares | ZSPR | Muzaffarpur TPS (Kanti Bijli)/ 1087
16 | Obsolete | M1854092040 | C I SWING CHECK NRV 80 NB IS-5312 | NO | 6 | 23889.6 | MO GATE V/V SS WELD | Component & Spares | ZSPR | Muzaffarpur TPS (Kanti Bijli)/ 1087
17 | Obsolete | M1878132064 | VALVE,BTFL,FLG,SS,A351-CF8M,PN16,300MM | NO | 1 | 112500 | GATE V/V AS WELDEND | Component & Spares | ZSPR | Muzaffarpur TPS (Kanti Bijli)/ 1087
18 | Obsolete | M1878175752 | VALVE,BTFL,FLG,PN16,150MM | NO | 1 | 87500 | GATE V/V AS WELDEND | Component & Spares | ZSPR | Muzaffarpur TPS (Kanti Bijli)/ 1087
19 | Obsolete | M1883270018M | DELETED 300 NB Cyl. Operated knife gate | NO | 9 | 403556.04 | 12992 HDY GLB V/VF C | Component & Spares | ZSPR | Muzaffarpur TPS (Kanti Bijli)/ 1087
20 | Obsolete | M1883460076 | CINRV-65 MM IS-1538 | NO | 4 | 12139.52 | 12992 HDY GLB V/VF C | Component & Spares | ZSPR | Muzaffarpur TPS (Kanti Bijli)/ 1087
21 | Obsolete | M1902030800 | BEARING,BALL,RADIAL CONTACT,308 | NO | 3 | 4197 | BRG BALL SERIES 6000 | Component & Spares | ZSPR | Muzaffarpur TPS (Kanti Bijli)/ 1087
22 | Obsolete | M1902031500 | BEARING,BALL,RADIAL CONTACT,315 | NO | 3 | 4312.02 | BRG BALL SERIES 6000 | Component & Spares | ZSPR | Muzaffarpur TPS (Kanti Bijli)/ 1087
23 | Obsolete | M1902062300 | BEARING,BALL,RADIAL CONTACT,623 | NO | 4 | 18800 | BRG BALL SERIES 6000 | Component & Spares | ZSPR | Muzaffarpur TPS (Kanti Bijli)/ 1087
24 | Obsolete | M1902600500 | BEARING,BALL,RADIAL CONTACT,6005 | NO | 8 | 1720.24 | BRG BALL SERIES 6000 | Component & Spares | ZSPR | Muzaffarpur TPS (Kanti Bijli)/ 1087
25 | Obsolete | M1902601500 | BEARING,BALL,RADIAL CONTACT,6015 | NO | 6 | 5130.78 | BRG BALL SERIES 6000 | Component & Spares | ZSPR | Muzaffarpur TPS (Kanti Bijli)/ 1087
26 | Obsolete | M1902601600 | BEARING,BALL,RADIAL CONTACT,6016 | NO | 3 | 4479 | BRG BALL SERIES 6000 | Component & Spares | ZSPR | Muzaffarpur TPS (Kanti Bijli)/ 1087
27 | Obsolete | M1902601800 | BEARING,BALL,RADIAL CONTACT,6018 | NO | 3 | 4317 | BRG BALL SERIES 6000 | Component & Spares | ZSPR | Muzaffarpur TPS (Kanti Bijli)/ 1087
28 | Obsolete | M1902602200 | BEARING,BALL,RADIAL CONTACT,6022 | NO | 3 | 7954.02 | BRG BALL SERIES 6000 | Component & Spares | ZSPR | Muzaffarpur TPS (Kanti Bijli)/ 1087
29 | Obsolete | M1902621800 | BEARING,BALL,RADIAL CONTACT,6218 | NO | 3 | 5977.2 | BRG BALL SERIES 6000 | Component & Spares | ZSPR | Muzaffarpur TPS (Kanti Bijli)/ 1087
30 | Obsolete | M1902621814 | BEARING,BALL,RADIAL CONTACT,6218 C3 | NO | 14 | 35848.96 | BRG BALL SERIES 6000 | Component & Spares | ZSPR | Muzaffarpur TPS (Kanti Bijli)/ 1087
31 | Obsolete | M1902621900 | BEARING,BALL,RADIAL CONTACT,6219 | NO | 1 | 317 | BRG BALL SERIES 6000 | Component & Spares | ZSPR | Muzaffarpur TPS (Kanti Bijli)/ 1087
32 | Obsolete | M1902631700 | BEARING,BALL,RADIAL CONTACT,6317 | NO | 1 | 3421.99 | BRG BALL SERIES 6000 | Component & Spares | ZSPR | Muzaffarpur TPS (Kanti Bijli)/ 1087
33 | Obsolete | M1902631800 | BEARING,BALL,RADIAL CONTACT,6318 | NO | 3 | 4025.01 | BRG BALL SERIES 6000 | Component & Spares | ZSPR | Muzaffarpur TPS (Kanti Bijli)/ 1087
34 | Obsolete | M1902631814 | BEARING,BALL,RADIAL CONTACT,6318 C3 | NO | 4 | 17000.24 | BRG BALL SERIES 6000 | Component & Spares | ZSPR | Muzaffarpur TPS (Kanti Bijli)/ 1087
35 | Obsolete | M1902632000 | BEARING,BALL,RADIAL CONTACT,6320 | NO | 4 | 25192.96 | BRG BALL SERIES 6000 | Component & Spares | ZSPR | Muzaffarpur TPS (Kanti Bijli)/ 1087
36 | Obsolete | M1902632014 | BEARING,BALL,RADIAL CONTACT,6320 C3 | NO | 7 | 46930.03 | BRG BALL SERIES 6000 | Component & Spares | ZSPR | Muzaffarpur TPS (Kanti Bijli)/ 1087
37 | Obsolete | M1902633014 | BEARING,BALL,RADIAL CONTACT,6330 C3 | NO | 1 | 30953 | BRG BALL SERIES 6000 | Component & Spares | ZSPR | Muzaffarpur TPS (Kanti Bijli)/ 1087
38 | Obsolete | M1902640600 | BEARING,BALL,RADIAL CONTACT,6406 | NO | 18 | 13338 | BRG BALL SERIES 6000 | Component & Spares | ZSPR | Muzaffarpur TPS (Kanti Bijli)/ 1087
39 | Obsolete | M1902641114 | BEARING,BALL,RADIAL CONTACT,6411 C3 | NO | 1 | 1380 | BRG BALL SERIES 6000 | Component & Spares | ZSPR | Muzaffarpur TPS (Kanti Bijli)/ 1087
40 | Obsolete | M1902700600 | BEARING,BALL,RADIAL CONTACT,16006 | NO | 2 | 410 | BRG BALL SERIES 6000 | Component & Spares | ZSPR | Muzaffarpur TPS (Kanti Bijli)/ 1087
41 | Obsolete | M1902701200 | BEARING,BALL,RADIAL CONTACT,16012 | NO | 13 | 56160 | BRG BALL SERIES 6000 | Component & Spares | ZSPR | Muzaffarpur TPS (Kanti Bijli)/ 1087
42 | Obsolete | M1902751200 | BEARING,BALL,RADIAL CONTACT,61812 | NO | 3 | 2286 | BRG BALL SERIES 6000 | Component & Spares | ZSPR | Muzaffarpur TPS (Kanti Bijli)/ 1087
43 | Obsolete | M1903771212M | DELETED Bearing Guard Jam Nut | NO | 865 | 12975 | BRG BALL SERIES 6200 | Component & Spares | ZSPR | Muzaffarpur TPS (Kanti Bijli)/ 1087
44 | Obsolete | M1905770016M | DELETED Bearing No. 013 | NO | 40 | 1320 | BRG BALL DEEP GR S/R | Component & Spares | ZSPR | Muzaffarpur TPS (Kanti Bijli)/ 1087
45 | Obsolete | M1905780017M | DELETED Thrust Bearing 016 | NO | 35 | 27650 | BRG BALL DEEP GR S/R | Component & Spares | ZSPR | Muzaffarpur TPS (Kanti Bijli)/ 1087
46 | Obsolete | M1905790018M | DELETED Thrust Bearing 017 | NO | 6 | 4536 | BRG BALL DEEP GR S/R | Component & Spares | ZSPR | Muzaffarpur TPS (Kanti Bijli)/ 1087
47 | Obsolete | M1905800019M | DELETED Thrust Bearing 1208 K | NO | 6 | 3810 | BRG BALL DEEP GR S/R | Component & Spares | ZSPR | Muzaffarpur TPS (Kanti Bijli)/ 1087
48 | Obsolete | M1905810020M | DELETED Thrust Bearing 140 MMC | NO | 2 | 1950.02 | BRG BALL DEEP GR S/R | Component & Spares | ZSPR | Muzaffarpur TPS (Kanti Bijli)/ 1087
49 | Obsolete | M1905820021M | DELETED Thrust Bearing 11 - 04 | NO | 1 | 2000 | BRG BALL DEEP GR S/R | Component & Spares | ZSPR | Muzaffarpur TPS (Kanti Bijli)/ 1087
50 | Obsolete | M1905890022M | DELETED Thrust Bearing 1220 / 1280 | NO | 10 | 12410 | BRG BALL DEEP GR S/R | Component & Spares | ZSPR | Muzaffarpur TPS (Kanti Bijli)/ 1087
51 | Obsolete | M1905940023M | DELETED Thrust Bearing NJ 221 | NO | 1 | 8225 | BRG BALL DEEP GR S/R | Component & Spares | ZSPR | Muzaffarpur TPS (Kanti Bijli)/ 1087
52 | Obsolete | M1905970025M | DELETED Thrust Bearing 226 | NO | 6 | 25152 | BRG BALL DEEP GR S/R | Component & Spares | ZSPR | Muzaffarpur TPS (Kanti Bijli)/ 1087
53 | Obsolete | M1905980026M | DELETED Thrust Bearing NV 230 | NO | 3 | 85785 | BRG BALL DEEP GR S/R | Component & Spares | ZSPR | Muzaffarpur TPS (Kanti Bijli)/ 1087
54 | Obsolete | M1905990027M | DELETED Thrust Bearing NJ 204/ NU 204 | NO | 22 | 11880 | BRG BALL DEEP GR S/R | Component & Spares | ZSPR | Muzaffarpur TPS (Kanti Bijli)/ 1087
55 | Obsolete | M1906290028M | DELETED Thrust Bearing 2324 M | NO | 1 | 704 | BRG BALL DEEP GR S/R | Component & Spares | ZSPR | Muzaffarpur TPS (Kanti Bijli)/ 1087
56 | Obsolete | M1906350029M | DELETED Thrust Bearing 29415 | NO | 4 | 11434 | BRG BALL DEEP GR S/R | Component & Spares | ZSPR | Muzaffarpur TPS (Kanti Bijli)/ 1087
57 | Obsolete | M1906490033M | DELETED Bearing 322 | NO | 2 | 34538 | BRG BALL DEEP GR S/R | Component & Spares | ZSPR | Muzaffarpur TPS (Kanti Bijli)/ 1087
58 | Obsolete | M1906770034M | DELETED Bearing 3526 | NO | 2 | 6820 | BRG BALL DEEP GR S/R | Component & Spares | ZSPR | Muzaffarpur TPS (Kanti Bijli)/ 1087
59 | Obsolete | M1906790035M | DELETED Bearing 354428/445628 | NO | 20 | 18500 | BRG BALL DEEP GR S/R | Component & Spares | ZSPR | Muzaffarpur TPS (Kanti Bijli)/ 1087
60 | Obsolete | M1906820036M | DELETED Bearing 48510 | NO | 13 | 32500 | BRG BALL DEEP GR S/R | Component & Spares | ZSPR | Muzaffarpur TPS (Kanti Bijli)/ 1087
61 | Obsolete | M1906830037M | DELETED Bearing 48548 | NO | 17 | 43690 | BRG BALL DEEP GR S/R | Component & Spares | ZSPR | Muzaffarpur TPS (Kanti Bijli)/ 1087
62 | Obsolete | M1906840693M | DELETED Bearing 4906 | NO | 2 | 11200 | BRG BALL DEEP GR S/R | Component & Spares | ZSPR | Muzaffarpur TPS (Kanti Bijli)/ 1087
63 | Obsolete | M1906890038M | DELETED Bearing 629.22 | NO | 5 | 300 | BRG BALL DEEP GR S/R | Component & Spares | ZSPR | Muzaffarpur TPS (Kanti Bijli)/ 1087
64 | Obsolete | M1907350039M | DELETED Bearing 6812 | NO | 1 | 3204 | BRG BALL SERIE 61800 | Component & Spares | ZSPR | Muzaffarpur TPS (Kanti Bijli)/ 1087
65 | Obsolete | M1907360040M | DELETED Bearing 71425 | NO | 1 | 18400 | BRG BALL SERIE 61800 | Component & Spares | ZSPR | Muzaffarpur TPS (Kanti Bijli)/ 1087
66 | Obsolete | M1907520041M | DELETED Bearing 8117 | NO | 2 | 8200 | BRG BALL SERIE 61800 | Component & Spares | ZSPR | Muzaffarpur TPS (Kanti Bijli)/ 1087
67 | Obsolete | M1907530042M | DELETED Bearing 8205 | NO | 4 | 14440 | BRG BALL SERIE 61800 | Component & Spares | ZSPR | Muzaffarpur TPS (Kanti Bijli)/ 1087
68 | Obsolete | M1907560043M | DELETED Roller CR - 24 - CAM | NO | 8 | 4000 | BRG BALL SERIE 61800 | Component & Spares | ZSPR | Muzaffarpur TPS (Kanti Bijli)/ 1087
69 | Obsolete | M1907571008M | DELETED Bearing 3204 | NO | 38 | 18848 | BRG BALL SERIE 61800 | Component & Spares | ZSPR | Muzaffarpur TPS (Kanti Bijli)/ 1087
70 | Obsolete | M1907790044M | DELETED Bearing Block No. 511 | NO | 4 | 0 | BRG BALL SERIE 61800 | Component & Spares | ZSPR | Muzaffarpur TPS (Kanti Bijli)/ 1087
71 | Obsolete | M1907830696M | DELETED Bearing Block No. 516 | NO | 2 | 1200 | BRG BALL SERIE 61800 | Component & Spares | ZSPR | Muzaffarpur TPS (Kanti Bijli)/ 1087
72 | Obsolete | M1907850698M | DELETED Bearing Block No. 520 | NO | 9 | 4886.01 | BRG BALL SERIE 61800 | Component & Spares | ZSPR | Muzaffarpur TPS (Kanti Bijli)/ 1087
73 | Obsolete | M1907860046M | DELETED Bearing Block No. 524 | NO | 6 | 6840 | BRG BALL SERIE 61800 | Component & Spares | ZSPR | Muzaffarpur TPS (Kanti Bijli)/ 1087
74 | Obsolete | M1907870047M | DELETED Bearing Block No. 238 | NO | 2 | 1460 | BRG BALL SERIE 61800 | Component & Spares | ZSPR | Muzaffarpur TPS (Kanti Bijli)/ 1087
75 | Obsolete | M1907900049M | DELETED Bearing Block No. 29416 | NO | 1 | 1170 | BRG BALL SERIE 61800 | Component & Spares | ZSPR | Muzaffarpur TPS (Kanti Bijli)/ 1087
76 | Obsolete | M1907910050M | DELETED Bearing Block No. NUP 212 | NO | 4 | 4960 | BRG BALL SERIE 61800 | Component & Spares | ZSPR | Muzaffarpur TPS (Kanti Bijli)/ 1087
77 | Obsolete | M1907920051M | DELETED Bearing Block No. 315 (ZWZ) | NO | 2 | 1700 | BRG BALL SERIE 61800 | Component & Spares | ZSPR | Muzaffarpur TPS (Kanti Bijli)/ 1087
78 | Obsolete | M1907960054M | DELETED Bearing No. 854 N.T.No. 4 - T - | NO | 1 | 1850 | BRG BALL SERIE 61800 | Component & Spares | ZSPR | Muzaffarpur TPS (Kanti Bijli)/ 1087
79 | Obsolete | M1908040055M | DELETED Bearing No. ALS - 10 | NO | 2 | 2416 | BRG BALL DEEP GR S/R | Component & Spares | ZSPR | Muzaffarpur TPS (Kanti Bijli)/ 1087
80 | Obsolete | M1908051009M | DELETED Bearing No. 4217/2217 | NO | 3 | 1850.01 | BRG BALL DEEP GR S/R | Component & Spares | ZSPR | Muzaffarpur TPS (Kanti Bijli)/ 1087
81 | Obsolete | M1908060056M | DELETED Bearing No. RLS - 40 | NO | 2 | 4632 | BRG BALL DEEP GR S/R | Component & Spares | ZSPR | Muzaffarpur TPS (Kanti Bijli)/ 1087
82 | Obsolete | M1908150058M | DELETED Bearing No. 621 | NO | 2 | 2410 | BRG BALL DEEP GR S/R | Component & Spares | ZSPR | Muzaffarpur TPS (Kanti Bijli)/ 1087
83 | Obsolete | M1908200060M | DELETED Bearing No. 4217/2217 | NO | 12 | 60732 | BRG BALL DEEP GR S/R | Component & Spares | ZSPR | Muzaffarpur TPS (Kanti Bijli)/ 1087
84 | Obsolete | M1908210061M | DELETED Bearing No. 1040 | NO | 3 | 1270.02 | BRG BALL DEEP GR S/R | Component & Spares | ZSPR | Muzaffarpur TPS (Kanti Bijli)/ 1087
85 | Obsolete | M1908220062M | DELETED Bearing No. 230 | NO | 2 | 2416 | BRG BALL DEEP GR S/R | Component & Spares | ZSPR | Muzaffarpur TPS (Kanti Bijli)/ 1087
86 | Obsolete | M1908457200 | BEARING,BALL,RADIAL CONTACT,RMS 12 | NO | 1 | 542 | BRG BALL DEEP GR S/R | Component & Spares | ZSPR | Muzaffarpur TPS (Kanti Bijli)/ 1087
87 | Obsolete | M1910720700 | BEARING,BALL,ANGULAR CONTACT,7207 | NO | 8 | 20160 | BRG BALL DEEP GR S/R | Component & Spares | ZSPR | Muzaffarpur TPS (Kanti Bijli)/ 1087
88 | Obsolete | M1910722000 | BEARING,BALL,ANGULAR CONTACT,7220 | NO | 13 | 33347.99 | BRG BALL DEEP GR S/R | Component & Spares | ZSPR | Muzaffarpur TPS (Kanti Bijli)/ 1087
89 | Obsolete | M1910730300 | BEARING,BALL,ANGULAR CONTACT,7303 | NO | 2 | 826 | BRG BALL DEEP GR S/R | Component & Spares | ZSPR | Muzaffarpur TPS (Kanti Bijli)/ 1087
90 | Obsolete | M1910731615 | BEARING,BALL,ANGULAR CONTACT,7316-B | NO | 2 | 13334 | BRG BALL DEEP GR S/R | Component & Spares | ZSPR | Muzaffarpur TPS (Kanti Bijli)/ 1087
91 | Obsolete | M1910731715 | BEARING,BALL,ANGULAR CONTACT,7317-B | NO | 8 | 14575.04 | BRG BALL DEEP GR S/R | Component & Spares | ZSPR | Muzaffarpur TPS (Kanti Bijli)/ 1087
92 | Obsolete | M1910732000 | BEARING,BALL,ANGULAR CONTACT,7320 | NO | 4 | 85285.92 | BRG BALL DEEP GR S/R | Component & Spares | ZSPR | Muzaffarpur TPS (Kanti Bijli)/ 1087
93 | Obsolete | M1912320300 | BEARING,BALL,ANGULAR CONTACT,3203 | NO | 16 | 6148.96 | BEARING & ACCESSORIE | Component & Spares | ZSPR | Muzaffarpur TPS (Kanti Bijli)/ 1087
94 | Obsolete | M1912320700 | BEARING,BALL,ANGULAR CONTACT,3207 | NO | 4 | 3184 | BEARING & ACCESSORIE | Component & Spares | ZSPR | Muzaffarpur TPS (Kanti Bijli)/ 1087
95 | Obsolete | M1912322001 | BEARING,BALL,ANGULAR CONTACT,3220-A | NO | 2 | 2950.02 | BEARING & ACCESSORIE | Component & Spares | ZSPR | Muzaffarpur TPS (Kanti Bijli)/ 1087
96 | Obsolete | M1912330300 | BEARING,BALL,ANGULAR CONTACT,3303 | NO | 2 | 1216 | BEARING & ACCESSORIE | Component & Spares | ZSPR | Muzaffarpur TPS (Kanti Bijli)/ 1087
97 | Obsolete | M1912330500 | BEARING,BALL,ANGULAR CONTACT,3305 | NO | 4 | 4089.96 | BEARING & ACCESSORIE | Component & Spares | ZSPR | Muzaffarpur TPS (Kanti Bijli)/ 1087
98 | Obsolete | M1912330745 | BEARING,BALL,ANGULAR CONTACT,3307-C3 | NO | 14 | 23064.16 | BEARING & ACCESSORIE | Component & Spares | ZSPR | Muzaffarpur TPS (Kanti Bijli)/ 1087
99 | Obsolete | M1913100110M | DELETED Bearing Cylinder Roller 501616 | NO | 5 | 10500 | BRG BALL ANG CONTS/R | Component & Spares | ZSPR | Muzaffarpur TPS (Kanti Bijli)/ 1087
100 | Obsolete | M1915120035 | BEARING,BALL,SELF ALIGNING,1200-ETN9 | NO | 10 | 8200 | BEARING & ACCESSORIE | Component & Spares | ZSPR | Muzaffarpur TPS (Kanti Bijli)/ 1087
101 | Obsolete | M1915120650 | BEARING,BALL,SELF ALIGNING,1206-K | NO | 4 | 1103.24 | BEARING & ACCESSORIE | Component & Spares | ZSPR | Muzaffarpur TPS (Kanti Bijli)/ 1087
102 | Obsolete | M1915121350 | BEARING,BALL,SELF ALIGNING,1213 K | NO | 1 | 2091 | BEARING & ACCESSORIE | Component & Spares | ZSPR | Muzaffarpur TPS (Kanti Bijli)/ 1087
103 | Obsolete | M1915121750 | BEARING,BALL,SELF ALIGNING,1217 K | NO | 2 | 1056 | BEARING & ACCESSORIE | Component & Spares | ZSPR | Muzaffarpur TPS (Kanti Bijli)/ 1087
104 | Obsolete | M1915221300 | BEARING,BALL,SELF ALIGNING,2213 | NO | 9 | 29475 | BEARING & ACCESSORIE | Component & Spares | ZSPR | Muzaffarpur TPS (Kanti Bijli)/ 1087
105 | Obsolete | M1915221800 | BEARING,BALL,SELF ALIGNING,2218 | NO | 5 | 9330 | BEARING & ACCESSORIE | Component & Spares | ZSPR | Muzaffarpur TPS (Kanti Bijli)/ 1087
106 | Obsolete | M1915230900 | BEARING,BALL,SELF ALIGNING,2309 | NO | 14 | 20020 | BEARING & ACCESSORIE | Component & Spares | ZSPR | Muzaffarpur TPS (Kanti Bijli)/ 1087
107 | Obsolete | M1917220931 | BEARING 22209CK | NO | 1 | 1498.53 | BEARING & ACCESSORIE | Component & Spares | ZSPR | Muzaffarpur TPS (Kanti Bijli)/ 1087
108 | Obsolete | M1917221131 | SPHERICAL ROLLER BEARING NO 22211CK | NO | 1 | 1895.23 | BEARING & ACCESSORIE | Component & Spares | ZSPR | Muzaffarpur TPS (Kanti Bijli)/ 1087
109 | Obsolete | M1917223800 | BRG. NO. 22238 | NO | 1 | 33285 | BEARING & ACCESSORIE | Component & Spares | ZSPR | Muzaffarpur TPS (Kanti Bijli)/ 1087
110 | Obsolete | M1917230800 | BEARING 22308 | NO | 2 | 4418 | BEARING & ACCESSORIE | Component & Spares | ZSPR | Muzaffarpur TPS (Kanti Bijli)/ 1087
111 | Obsolete | M1917231400 | BEARING 22314 | NO | 2 | 8988 | BEARING & ACCESSORIE | Component & Spares | ZSPR | Muzaffarpur TPS (Kanti Bijli)/ 1087
112 | Obsolete | M1917232627 | BEARING,ROLLER,SPHERICAL,22326 CC W33 C3 | NO | 11 | 1538737.86 | BEARING & ACCESSORIE | Component & Spares | ZSPR | Muzaffarpur TPS (Kanti Bijli)/ 1087
113 | Obsolete | M1917232838 | BEARING 22328 CCK/EKC3 | NO | 5 | 555943.1 | BEARING & ACCESSORIE | Component & Spares | ZSPR | Muzaffarpur TPS (Kanti Bijli)/ 1087
114 | Obsolete | M1917303600 | SELF ALIGN SPHERICAL ROLLER BRG 23036 | NO | 2 | 36036 | BEARING & ACCESSORIE | Component & Spares | ZSPR | Muzaffarpur TPS (Kanti Bijli)/ 1087
115 | Obsolete | M1917306074 | BEARING 23060 MB | NO | 5 | 759427.25 | BEARING & ACCESSORIE | Component & Spares | ZSPR | Muzaffarpur TPS (Kanti Bijli)/ 1087
116 | Obsolete | M1919870195M | DELETED Ball Bearing 30206 | NO | 4 | 9900 | TOROIDAL ROLLER BEAR | Component & Spares | ZSPR | Muzaffarpur TPS (Kanti Bijli)/ 1087
117 | Obsolete | M1920380196M | DELETED Bearing Ball 30016070 | NO | 4 | 3320 | BEARING & ACCESSORIE | Component & Spares | ZSPR | Muzaffarpur TPS (Kanti Bijli)/ 1087
118 | Obsolete | M1920520930 | BEARING,ROLLER,CYLINDRICAL,N20-ECP | NO | 1 | 6257 | BEARING & ACCESSORIE | Component & Spares | ZSPR | Muzaffarpur TPS (Kanti Bijli)/ 1087
119 | Obsolete | M1920521200 | BEARING,ROLLER,CYLINDRICAL,N212 | NO | 2 | 3324.66 | BEARING & ACCESSORIE | Component & Spares | ZSPR | Muzaffarpur TPS (Kanti Bijli)/ 1087
120 | Obsolete | M1920561024 | BEARING,ROLLER,CYLINDRICAL,NU 210 ECJ | NO | 14 | 7812 | BEARING & ACCESSORIE | Component & Spares | ZSPR | Muzaffarpur TPS (Kanti Bijli)/ 1087
121 | Obsolete | M1920562612 | BEARING NO:NU-226 EC C3 STEEL/BRASS CAGE | NO | 1 | 8083 | BEARING & ACCESSORIE | Component & Spares | ZSPR | Muzaffarpur TPS (Kanti Bijli)/ 1087
122 | Obsolete | M1920631800 | BEARING,ROLLER,CYLINDRICAL,N318 | NO | 3 | 57688.5 | BEARING & ACCESSORIE | Component & Spares | ZSPR | Muzaffarpur TPS (Kanti Bijli)/ 1087
123 | Obsolete | M1920652400 | BEARING,ROLLER,CYLINDRICAL,NJ324 | NO | 4 | 136581.2 | BEARING & ACCESSORIE | Component & Spares | ZSPR | Muzaffarpur TPS (Kanti Bijli)/ 1087
124 | Obsolete | M1920661600 | BEARING,ROLLER,CYLINDRICAL,NU 316 | NO | 4 | 18264.32 | BEARING & ACCESSORIE | Component & Spares | ZSPR | Muzaffarpur TPS (Kanti Bijli)/ 1087
125 | Obsolete | M1920661812N | BEARING,RLR,CYLINDRICAL,SINGLE,NU-318 | NO | 6 | 35045.88 | BEARING & ACCESSORIE | Component & Spares | ZSPR | Muzaffarpur TPS (Kanti Bijli)/ 1087
126 | Obsolete | M1920662495 | BEARING NU 324 | NO | 2 | 20650.6 | BEARING & ACCESSORIE | Component & Spares | ZSPR | Muzaffarpur TPS (Kanti Bijli)/ 1087
127 | Obsolete | M1920784072 | CYLINDRICAL ROLLER BEARING,NU1040,MIAC3 | NO | 2 | 93063 | BEARING & ACCESSORIE | Component & Spares | ZSPR | Muzaffarpur TPS (Kanti Bijli)/ 1087
128 | Obsolete | M1920861344 | BEARING NU 2213 ETVP2 | NO | 2 | 7160 | BEARING & ACCESSORIE | Component & Spares | ZSPR | Muzaffarpur TPS (Kanti Bijli)/ 1087
129 | Obsolete | M1926006200 | BEARING,ROLLER,NEEDLE-THRUST,HK 2016 | NO | 14 | 151459.42 | BEARING & ACCESSORIE | Component & Spares | ZSPR | Muzaffarpur TPS (Kanti Bijli)/ 1087
130 | Obsolete | M1927110603 | DOUB ANGULAAR BALL BEARING NO SKF-1212 | NO | 1 | 1723.8 | BRG BAL SLF ALIGN DR | Component & Spares | ZSPR | Muzaffarpur TPS (Kanti Bijli)/ 1087
131 | Obsolete | M1945110900 | BEARING,BALL,THRUST,51109 | NO | 5 | 1660 | BEARING & ACCESSORIE | Component & Spares | ZSPR | Muzaffarpur TPS (Kanti Bijli)/ 1087
132 | Obsolete | M1945111700 | BEARING,BALL,THRUST,51117 | NO | 10 | 9300 | BEARING & ACCESSORIE | Component & Spares | ZSPR | Muzaffarpur TPS (Kanti Bijli)/ 1087
133 | Obsolete | M1945120500 | BEARING,BALL,THRUST,51205 | NO | 4 | 1540 | BEARING & ACCESSORIE | Component & Spares | ZSPR | Muzaffarpur TPS (Kanti Bijli)/ 1087
134 | Obsolete | M1945121700 | BEARING,BALL,THRUST,51217 | NO | 4 | 7864 | BEARING & ACCESSORIE | Component & Spares | ZSPR | Muzaffarpur TPS (Kanti Bijli)/ 1087
135 | Obsolete | M1948400839M | DELETED Bearing No. 120 for 48" Fan | NO | 2 | 1700 | BEARING & ACCESSORIE | Component & Spares | ZSPR | Muzaffarpur TPS (Kanti Bijli)/ 1087
136 | Obsolete | M1948650590M | DELETED Bearing for Assy F 9136751-42 | NO | 25 | 11625 | BEARING & ACCESSORIE | Component & Spares | ZSPR | Muzaffarpur TPS (Kanti Bijli)/ 1087
137 | Obsolete | M1955300500 | BEARING,ROLLER,TAPER,30205 | NO | 10 | 2364 | BRG ROLL CYL- PART-5 | Component & Spares | ZSPR | Muzaffarpur TPS (Kanti Bijli)/ 1087
138 | Obsolete | M1955302000 | BEARING,ROLLER,TAPER,30220 | NO | 1 | 3583 | BRG ROLL CYL- PART-5 | Component & Spares | ZSPR | Muzaffarpur TPS (Kanti Bijli)/ 1087
139 | Obsolete | M1955312200 | BEARING : 32022 X | NO | 2 | 154872 | BRG ROLL CYL- PART-5 | Component & Spares | ZSPR | Muzaffarpur TPS (Kanti Bijli)/ 1087
140 | Obsolete | M1955313407 | BEARING#32034 SUFFIX:A330.380.N11CA | NO | 2 | 283340.68 | BRG ROLL CYL- PART-5 | Component & Spares | ZSPR | Muzaffarpur TPS (Kanti Bijli)/ 1087
141 | Obsolete | M1955321300 | BEARING,ROLLER,TAPER,32213 | NO | 11 | 42757 | BRG ROLL CYL- PART-5 | Component & Spares | ZSPR | Muzaffarpur TPS (Kanti Bijli)/ 1087
142 | Obsolete | M1955340400 | BEARING,ROLLER,TAPER,30304 | NO | 6 | 2328.6 | BRG ROLL CYL- PART-5 | Component & Spares | ZSPR | Muzaffarpur TPS (Kanti Bijli)/ 1087
143 | Obsolete | M1955340930 | BEARING,ROLLER,TAPER,30309-J2/Q | NO | 24 | 37051.44 | BRG ROLL CYL- PART-5 | Component & Spares | ZSPR | Muzaffarpur TPS (Kanti Bijli)/ 1087
144 | Obsolete | M1955341629 | TAPER ROLLER BEARING 30316 J2 | NO | 2 | 4840 | BRG ROLL CYL- PART-5 | Component & Spares | ZSPR | Muzaffarpur TPS (Kanti Bijli)/ 1087
145 | Obsolete | M1955341801 | BEARING,ROLLER,TAPER,30318-A | NO | 1 | 6760.95 | BRG ROLL CYL- PART-5 | Component & Spares | ZSPR | Muzaffarpur TPS (Kanti Bijli)/ 1087
146 | Obsolete | M1955352406 | BEARING#31324 SUFFIX:A140.180.N11CA | NO | 5 | 659651.3 | BRG ROLL CYL- PART-5 | Component & Spares | ZSPR | Muzaffarpur TPS (Kanti Bijli)/ 1087
147 | Obsolete | M1955360900 | BEARING,ROLLER,TAPER,32309 | NO | 4 | 1360 | BRG ROLL CYL- PART-5 | Component & Spares | ZSPR | Muzaffarpur TPS (Kanti Bijli)/ 1087
148 | Obsolete | M1955362000 | BEARING,ROLLER,TAPER,32320 | NO | 3 | 17640 | BRG ROLL CYL- PART-5 | Component & Spares | ZSPR | Muzaffarpur TPS (Kanti Bijli)/ 1087
149 | Obsolete | M1970332625 | BEARING,ROLLER,SPHERICAL,29326-E | NO | 8 | 271005.04 | TAP ROL BRG CON&CUP | Component & Spares | ZSPR | Muzaffarpur TPS (Kanti Bijli)/ 1087
150 | Obsolete | M1970333001 | BEARING 29330 | NO | 9 | 339165.99 | TAP ROL BRG CON&CUP | Component & Spares | ZSPR | Muzaffarpur TPS (Kanti Bijli)/ 1087
151 | Obsolete | M1970333825 | BRG. NO. 29338 | NO | 4 | 242139.68 | TAP ROL BRG CON&CUP | Component & Spares | ZSPR | Muzaffarpur TPS (Kanti Bijli)/ 1087
152 | Obsolete | M1970341500 | BEARING,RLR,SPHERICAL THRUST,29415 E | NO | 1 | 25500 | TAP ROL BRG CON&CUP | Component & Spares | ZSPR | Muzaffarpur TPS (Kanti Bijli)/ 1087
153 | Obsolete | M1970341525 | BEARING,ROLLER,SPHERICAL,29415-E | NO | 6 | 144567.96 | TAP ROL BRG CON&CUP | Component & Spares | ZSPR | Muzaffarpur TPS (Kanti Bijli)/ 1087
154 | Obsolete | M1975000834 | BEARING,ROLLER,TAPER,834D/842 | NO | 6 | 138802.02 | BRG ROL SPHE DB ROW | Component & Spares | ZSPR | Muzaffarpur TPS (Kanti Bijli)/ 1087
155 | Obsolete | M1975095500 | BEARING,ROLLER,TAPER,CONE:95500+ | NO | 7 | 90608.98 | BRG ROL SPHE DB ROW | Component & Spares | ZSPR | Muzaffarpur TPS (Kanti Bijli)/ 1087
156 | Obsolete | M1975217249 | BEARING,ROLLER,TAPER,CONE:JH217249+ | NO | 6 | 23794.98 | BRG ROL SPHE DB ROW | Component & Spares | ZSPR | Muzaffarpur TPS (Kanti Bijli)/ 1087
157 | Obsolete | M1977310259 | SPH ROLLER SELF ALGN BRG 22205 | NO | 4 | 17528.24 | BRG ROL SPH SLF-ALIG | Component & Spares | ZSPR | Muzaffarpur TPS (Kanti Bijli)/ 1087
158 | Obsolete | M1983920820 | CARTRIDGE UNIT,UELFC213-208 D1W3 | NO | 24 | 201869.76 | BEARING & ACCESSORIE | Component & Spares | ZSPR | Muzaffarpur TPS (Kanti Bijli)/ 1087
159 | Obsolete | M1985020600 | ADAPTER SLEEVE,H206-U/S | NO | 8 | 1869.04 | BRG ROLLER NEEDL -I | Component & Spares | ZSPR | Muzaffarpur TPS (Kanti Bijli)/ 1087
160 | Obsolete | M1985020700 | ADAPTER SLEEVE,H207 | NO | 10 | 2406 | BRG ROLLER NEEDL -I | Component & Spares | ZSPR | Muzaffarpur TPS (Kanti Bijli)/ 1087
161 | Obsolete | M1985020901 | ADOPTER SLEEV NO.H209 | NO | 8 | 1624 | BRG ROLLER NEEDL -I | Component & Spares | ZSPR | Muzaffarpur TPS (Kanti Bijli)/ 1087
162 | Obsolete | M1985021100 | ADAPTER SLEEVE,H211 | NO | 8 | 2502 | BRG ROLLER NEEDL -I | Component & Spares | ZSPR | Muzaffarpur TPS (Kanti Bijli)/ 1087
163 | Obsolete | M1985021305 | ADAPTER SLEEVE,H213-A | NO | 6 | 2350.98 | BRG ROLLER NEEDL -I | Component & Spares | ZSPR | Muzaffarpur TPS (Kanti Bijli)/ 1087
164 | Obsolete | M1985031100 | ADAPTER SLEEVE,H311 | NO | 2 | 0.02 | BRG ROLLER NEEDL -I | Component & Spares | ZSPR | Muzaffarpur TPS (Kanti Bijli)/ 1087
165 | Obsolete | M1985031200 | ADAPTER SLEEVE,H312 | NO | 11 | 0 | BRG ROLLER NEEDL -I | Component & Spares | ZSPR | Muzaffarpur TPS (Kanti Bijli)/ 1087
166 | Obsolete | M1985031600 | ADAPTER SLEEVE,H316 | NO | 65 | 8684 | BRG ROLLER NEEDL -I | Component & Spares | ZSPR | Muzaffarpur TPS (Kanti Bijli)/ 1087
167 | Obsolete | M1985031800 | ADAPTER SLEEVE,H318 | NO | 10 | 1386 | BRG ROLLER NEEDL -I | Component & Spares | ZSPR | Muzaffarpur TPS (Kanti Bijli)/ 1087
168 | Obsolete | M1985032200 | ADAPTER SLEEVE,H322 | NO | 1 | 0.01 | BRG ROLLER NEEDL -I | Component & Spares | ZSPR | Muzaffarpur TPS (Kanti Bijli)/ 1087
169 | Obsolete | M1985211700 | ADAPTER SLEEVE,H2317 | NO | 2 | 612 | BRG ROLLER NEEDL -I | Component & Spares | ZSPR | Muzaffarpur TPS (Kanti Bijli)/ 1087
170 | Obsolete | M1985303400 | ADAPTER SLEEVE,H3034 | NO | 4 | 1840 | BRG ROLLER NEEDL -I | Component & Spares | ZSPR | Muzaffarpur TPS (Kanti Bijli)/ 1087
171 | Obsolete | M1993251010M | DELETED Bearing LH-22216 BDK1 (with sle | NO | 2 | 7407 | Deleted | Component & Spares | ZSPR | Muzaffarpur TPS (Kanti Bijli)/ 1087
172 | Obsolete | M1994851011M | DELETED Angular contack Ball Bearing NTN | NO | 2 | 2490 | BRG BALL SL OSCI D/R | Component & Spares | ZSPR | Muzaffarpur TPS (Kanti Bijli)/ 1087
173 | Obsolete | M2025531651 | BELT,V,B,17MM,11MM,1321MM | NO | 15 | 4176.9 | V - BELTS (INDUSTRIA | Component & Spares | ZSPR | Muzaffarpur TPS (Kanti Bijli)/ 1087
174 | Obsolete | M2025542796 | BELT,V,C-76,22MM,14MM,1900MM | NO | 16 | 8880.48 | V - BELTS (INDUSTRIA | Component & Spares | ZSPR | Muzaffarpur TPS (Kanti Bijli)/ 1087
175 | Obsolete | M2041611005 | OIL SEAL,310110500189,PEMBRIL,FCU-10.5 | NO | 2 | 344.28 | TECH. POWER TRANSMIS | Component & Spares | ZSPR | Muzaffarpur TPS (Kanti Bijli)/ 1087
176 | Obsolete | M2041611013 | DRIVING BOSS,720440108018,FCU-10.5 | NO | 3 | 8021.46 | TECH. POWER TRANSMIS | Component & Spares | ZSPR | Muzaffarpur TPS (Kanti Bijli)/ 1087
177 | Obsolete | M2041611017 | BOLT MDU#310110500209 REF#24 FCU-10.5 | NO | 8 | 642.64 | TECH. POWER TRANSMIS | Component & Spares | ZSPR | Muzaffarpur TPS (Kanti Bijli)/ 1087
178 | Obsolete | M2041611019 | CPLG,O/P HALF,720030138185,FCU-10.5 | NO | 1 | 1813.14 | TECH. POWER TRANSMIS | Component & Spares | ZSPR | Muzaffarpur TPS (Kanti Bijli)/ 1087
179 | Obsolete | M2041611020 | FUSIBLE PLUG,720010108000,FCU-10.5 | NO | 15 | 6645.6 | TECH. POWER TRANSMIS | Component & Spares | ZSPR | Muzaffarpur TPS (Kanti Bijli)/ 1087
180 | Obsolete | M2041611022 | NUT RUNNER BOLT#602126207200 REF#51,10.5 | NO | 8 | 459.04 | TECH. POWER TRANSMIS | Component & Spares | ZSPR | Muzaffarpur TPS (Kanti Bijli)/ 1087
181 | Obsolete | M2041611023 | O-RING,720070108030,PEMBRIL,FCU-10.5 | NO | 3 | 206.55 | TECH. POWER TRANSMIS | Component & Spares | ZSPR | Muzaffarpur TPS (Kanti Bijli)/ 1087
182 | Obsolete | M2041611026 | O-RING,720010110000,PEMBRIL,FCU-10.5 | NO | 4 | 275.4 | TECH. POWER TRANSMIS | Component & Spares | ZSPR | Muzaffarpur TPS (Kanti Bijli)/ 1087
183 | Obsolete | M2041611027 | NUT MDU BOLT#720340211031 REF#76,FCU10.5 | NO | 8 | 275.44 | TECH. POWER TRANSMIS | Component & Spares | ZSPR | Muzaffarpur TPS (Kanti Bijli)/ 1087
184 | Obsolete | M2041611028 | SPHERICAL COLLAR,780090027031,FCU-10.5 | NO | 8 | 642.64 | TECH. POWER TRANSMIS | Component & Spares | ZSPR | Muzaffarpur TPS (Kanti Bijli)/ 1087
185 | Obsolete | M2041611034 | WSHER FUSIBLE PLUG,310110500139,FCU-10.5 | NO | 10 | 573.8 | TECH. POWER TRANSMIS | Component & Spares | ZSPR | Muzaffarpur TPS (Kanti Bijli)/ 1087
186 | Obsolete | M2041627008 | GLAND NUT#9 FOR FCU-17.75 MAKE:PEMBRIL | NO | 2 | 21592 | TECH. POWER TRANSMIS | Component & Spares | ZSPR | Muzaffarpur TPS (Kanti Bijli)/ 1087
187 | Obsolete | M2041654100 | FLUID COUPLING ASSY.: HTC-29; PEMBRIL | NO | 1 | 117329.09 | TECH. POWER TRANSMIS | Component & Spares | ZSPR | Muzaffarpur TPS (Kanti Bijli)/ 1087
188 | Obsolete | M2042960183 | VOITH:R16K:PLANETARY PINION | NO | 2 | 173654.9 | TECH. POWER TRANSMIS | Component & Spares | ZSPR | Muzaffarpur TPS (Kanti Bijli)/ 1087
189 | Obsolete | M2042960191 | UPPER BEARING BUSH,0149/0010/0030,VOITH | NO | 2 | 153594.92 | TECH. POWER TRANSMIS | Component & Spares | ZSPR | Muzaffarpur TPS (Kanti Bijli)/ 1087
190 | Obsolete | M2042960198 | LOWER BRG BUSH,TIP8400017001,R16K.1-CCW | NO | 2 | 12666 | TECH. POWER TRANSMIS | Component & Spares | ZSPR | Muzaffarpur TPS (Kanti Bijli)/ 1087
191 | Obsolete | M2042961113N | BEARING SHELL,050/040,VOITH,R16K.1 | NO | 1 | 295526 | TECH. POWER TRANSMIS | Component & Spares | ZSPR | Muzaffarpur TPS (Kanti Bijli)/ 1087
192 | Obsolete | M2042961114 | BEARING SHELL,050/030,VOITH,R16K.1 | NO | 1 | 193456 | TECH. POWER TRANSMIS | Component & Spares | ZSPR | Muzaffarpur TPS (Kanti Bijli)/ 1087
193 | Obsolete | M2042961124 | CAM DISC,089/083,VOITH,R16K.1 | NO | 1 | 8135.99 | TECH. POWER TRANSMIS | Component & Spares | ZSPR | Muzaffarpur TPS (Kanti Bijli)/ 1087
194 | Obsolete | M2042961128 | VOITH:R16K.1:CIRCLIP- 069/030 | NO | 10 | 674 | TECH. POWER TRANSMIS | Component & Spares | ZSPR | Muzaffarpur TPS (Kanti Bijli)/ 1087
195 | Obsolete | M2042961139 | HALF PRIM,250/010,VOITH,COUPLING,R16K.1 | NO | 2 | 46922.98 | TECH. POWER TRANSMIS | Component & Spares | ZSPR | Muzaffarpur TPS (Kanti Bijli)/ 1087
196 | Obsolete | M2042961168 | FUSIBLE PLUG,010/010/-50,R16K/R16K.1 | NO | 2 | 2895.2 | TECH. POWER TRANSMIS | Component & Spares | ZSPR | Muzaffarpur TPS (Kanti Bijli)/ 1087
197 | Obsolete | M2042961169 | GUIDE BUSH,069/010/030,VOITH,R16K.1 | NO | 1 | 271716 | TECH. POWER TRANSMIS | Component & Spares | ZSPR | Muzaffarpur TPS (Kanti Bijli)/ 1087
198 | Obsolete | M2042961171 | GUIDE PIN,069/040,VOITH,R16K.1-CCW | NO | 3 | 3273 | TECH. POWER TRANSMIS | Component & Spares | ZSPR | Muzaffarpur TPS (Kanti Bijli)/ 1087
199 | Obsolete | M2042961179 | INPUT SHAFT,149/230,VOITH,R16K.1 | NO | 1 | 289362 | TECH. POWER TRANSMIS | Component & Spares | ZSPR | Muzaffarpur TPS (Kanti Bijli)/ 1087
200 | Obsolete | M2042961234 | COMPLETE SHELL,010/010,VOITH,R16K.1 | SET | 1 | 242162 | TECH. POWER TRANSMIS | Component & Spares | ZSPR | Muzaffarpur TPS (Kanti Bijli)/ 1087
201 | Obsolete | M2042961259 | VOITH:R16K.1:THRUST BEARING - 050/080 | NO | 2 | 552976 | TECH. POWER TRANSMIS | Component & Spares | ZSPR | Muzaffarpur TPS (Kanti Bijli)/ 1087
202 | Obsolete | M2042961260 | VOITH:R16K.1:THRUST BRG- 050/100 | NO | 2 | 571750 | TECH. POWER TRANSMIS | Component & Spares | ZSPR | Muzaffarpur TPS (Kanti Bijli)/ 1087
203 | Obsolete | M2042961304 | SHELL,0010/0010/0010,VOITH,R16K.1 | NO | 2 | 949350 | TECH. POWER TRANSMIS | Component & Spares | ZSPR | Muzaffarpur TPS (Kanti Bijli)/ 1087
204 | Obsolete | M2042961322 | VOITH:R16K.1:SOCKET HEAD SCREW M12X25 | NO | 6 | 436.98 | TECH. POWER TRANSMIS | Component & Spares | ZSPR | Muzaffarpur TPS (Kanti Bijli)/ 1087
205 | Obsolete | M2042961374 | COMPLETE CONTROL SHAFT,0089/0240,VOITH | NO | 1 | 5034.99 | TECH. POWER TRANSMIS | Component & Spares | ZSPR | Muzaffarpur TPS (Kanti Bijli)/ 1087
206 | Obsolete | M2042961419 | BEARING BUSH,0149/0010/0210,VOITH,R16K.1 | NO | 2 | 138962.92 | TECH. POWER TRANSMIS | Component & Spares | ZSPR | Muzaffarpur TPS (Kanti Bijli)/ 1087
207 | Obsolete | M2042961420 | BEARING BUSH,0149/0010/0220,VOITH,R16K.1 | NO | 2 | 120082.94 | TECH. POWER TRANSMIS | Component & Spares | ZSPR | Muzaffarpur TPS (Kanti Bijli)/ 1087
208 | Obsolete | M2042961436 | HYD.CPLG-VOITH-R16K.1, GEAR PUMP PINION | NO | 2 | 119374.94 | TECH. POWER TRANSMIS | Component & Spares | ZSPR | Muzaffarpur TPS (Kanti Bijli)/ 1087
209 | Obsolete | M2042961438 | HYD.CPLG-VOITH-R16K.1, PLAIN BEARING “A” | NO | 2 | 94505.96 | TECH. POWER TRANSMIS | Component & Spares | ZSPR | Muzaffarpur TPS (Kanti Bijli)/ 1087
210 | Obsolete | M2042961439 | HYD.CPLG-VOITH-R16K.1, PLAIN BEARING “C” | NO | 2 | 94594.96 | TECH. POWER TRANSMIS | Component & Spares | ZSPR | Muzaffarpur TPS (Kanti Bijli)/ 1087
211 | Obsolete | M2042961440 | HYD.CPLG-VOITH-R16K.1, PLAIN BEARING “D” | NO | 2 | 94594.96 | TECH. POWER TRANSMIS | Component & Spares | ZSPR | Muzaffarpur TPS (Kanti Bijli)/ 1087
212 | Obsolete | M2042961441 | HYD.CPLG-VOITH-R16K.1, PLAIN BEARING “B” | NO | 2 | 94594.96 | TECH. POWER TRANSMIS | Component & Spares | ZSPR | Muzaffarpur TPS (Kanti Bijli)/ 1087
213 | Obsolete | M2042973240 | VOITH:R18KGS-14API:SCOOP TUBE#0090/0010 | NO | 1 | 545422 | TECH. POWER TRANSMIS | Component & Spares | ZSPR | Muzaffarpur TPS (Kanti Bijli)/ 1087
214 | Obsolete | M2042975065 | GASKET,VOITH,COUPLING,SVNL1150 II 18.5 | NO | 102 | 23643.6 | TECH. POWER TRANSMIS | Component & Spares | ZSPR | Muzaffarpur TPS (Kanti Bijli)/ 1087
215 | Obsolete | M2042976005 | BEARING RING,101/020,VOITH | NO | 1 | 66180 | TECH. POWER TRANSMIS | Component & Spares | ZSPR | Muzaffarpur TPS (Kanti Bijli)/ 1087
216 | Obsolete | M2042976009 | VOITH-1150 SVNL21-18,5.1,CIRCLIP-200X4 | NO | 2 | 2914 | TECH. POWER TRANSMIS | Component & Spares | ZSPR | Muzaffarpur TPS (Kanti Bijli)/ 1087
217 | Obsolete | M2042976012 | FUSIBLE PLUG,101,VOITH,1150 SVNL21-18 | NO | 10 | 18500 | TECH. POWER TRANSMIS | Component & Spares | ZSPR | Muzaffarpur TPS (Kanti Bijli)/ 1087
218 | Obsolete | M2042976013 | VOITH:1150 SVNL21-18,5.1:HEX BOLT M20X70 | NO | 10 | 1726 | TECH. POWER TRANSMIS | Component & Spares | ZSPR | Muzaffarpur TPS (Kanti Bijli)/ 1087
219 | Obsolete | M2042976021 | INTERMEDIATE RING,VOITH,1150 SVNL21-18 | NO | 1 | 13688 | TECH. POWER TRANSMIS | Component & Spares | ZSPR | Muzaffarpur TPS (Kanti Bijli)/ 1087
220 | Obsolete | M2042976022 | SLOT ROUND NUT,101/210,1150SVNL21-18,5.1 | NO | 4 | 26314 | TECH. POWER TRANSMIS | Component & Spares | ZSPR | Muzaffarpur TPS (Kanti Bijli)/ 1087
221 | Obsolete | M2042976023 | LOCK WASHER,101/220,1150 SVNL21-18,5.1 | NO | 4 | 12154 | TECH. POWER TRANSMIS | Component & Spares | ZSPR | Muzaffarpur TPS (Kanti Bijli)/ 1087
222 | Obsolete | M2042976032 | SLOTTED NUT,101/330,1150 SVNL21-18,5.1 | NO | 2 | 10856 | TECH. POWER TRANSMIS | Component & Spares | ZSPR | Muzaffarpur TPS (Kanti Bijli)/ 1087
223 | Obsolete | M2042976033 | LOCK WASHER,101/340,1150 SVNL21-18,5.1 | NO | 3 | 3894 | TECH. POWER TRANSMIS | Component & Spares | ZSPR | Muzaffarpur TPS (Kanti Bijli)/ 1087
224 | Obsolete | M2042976048 | O-RING,201/130,VOITH,1150 SVNL21-18,5.1 | NO | 8 | 5546 | TECH. POWER TRANSMIS | Component & Spares | ZSPR | Muzaffarpur TPS (Kanti Bijli)/ 1087
225 | Obsolete | M2042976052 | VOITH:1150 SVNL21-18,5.1:SEAL RING70X105 | NO | 3 | 6018 | TECH. POWER TRANSMIS | Component & Spares | ZSPR | Muzaffarpur TPS (Kanti Bijli)/ 1087
226 | Obsolete | M2042976053 | VOITH:1150 SVNL21-18,5.1:INT. CIR.310X6 | NO | 3 | 25134 | TECH. POWER TRANSMIS | Component & Spares | ZSPR | Muzaffarpur TPS (Kanti Bijli)/ 1087
227 | Obsolete | M2042976078 | ROLL PIN,501/030,VOITH,1150 SVNL21-18,5+ | NO | 6 | 943.98 | TECH. POWER TRANSMIS | Component & Spares | ZSPR | Muzaffarpur TPS (Kanti Bijli)/ 1087
228 | Obsolete | M2042976079 | SPUR GEAR,601/010,VOITH,1150 SVNL21-18 | NO | 1 | 88618 | TECH. POWER TRANSMIS | Component & Spares | ZSPR | Muzaffarpur TPS (Kanti Bijli)/ 1087
229 | Obsolete | M2042976080 | SPUR GEAR,601/020,VOITH,1150 SVNL21-18 | NO | 1 | 295118 | TECH. POWER TRANSMIS | Component & Spares | ZSPR | Muzaffarpur TPS (Kanti Bijli)/ 1087
230 | Obsolete | M2042976084 | VOITH:1150 SVNL21-18,5.1:PLAIN BEARING | NO | 8 | 64546 | TECH. POWER TRANSMIS | Component & Spares | ZSPR | Muzaffarpur TPS (Kanti Bijli)/ 1087
231 | Obsolete | M2042976085 | VOITH-1150 SVNL21-18,5.1 - DRIVE PINION | NO | 1 | 100418 | TECH. POWER TRANSMIS | Component & Spares | ZSPR | Muzaffarpur TPS (Kanti Bijli)/ 1087
232 | Obsolete | M2042976086 | GEAR PINION,701/070,VOITH,COUPLING | NO | 1 | 82718 | TECH. POWER TRANSMIS | Component & Spares | ZSPR | Muzaffarpur TPS (Kanti Bijli)/ 1087
233 | Obsolete | M2042976090 | VOITH:1150 SVNL21-18,5.1:O-RING O217X5 | NO | 8 | 5074 | TECH. POWER TRANSMIS | Component & Spares | ZSPR | Muzaffarpur TPS (Kanti Bijli)/ 1087
234 | Obsolete | M2042980018 | RETAINING RING,101/130,VOITH,COUPLING | NO | 1 | 68540 | TECH. POWER TRANSMIS | Component & Spares | ZSPR | Muzaffarpur TPS (Kanti Bijli)/ 1087
235 | Obsolete | M2052208503M | DELETED Set of input pair consissting of | SET | 1 | 462384 | GEAR BOX | Component & Spares | ZSPR | Muzaffarpur TPS (Kanti Bijli)/ 1087
236 | Obsolete | M2052542009 | PINION CAGE SEAL,1.7C,PCT,3676-4399-1 | NO | 18 | 46468.08 | GEAR BOX | Component & Spares | ZSPR | Muzaffarpur TPS (Kanti Bijli)/ 1087
237 | Obsolete | M2052550512 | GEAR WHEEL,PBL,63.1C-32.1K-D71L | NO | 2 | 348223.96 | GEAR BOX | Component & Spares | ZSPR | Muzaffarpur TPS (Kanti Bijli)/ 1087
238 | Obsolete | M2058298004 | GEAR COUPLING-HI CLIFF 103 COMPLETE UNIT | NO | 4 | 66558.56 | TECH. POWER TRANSMIS | Component & Spares | ZSPR | Muzaffarpur TPS (Kanti Bijli)/ 1087
239 | Obsolete | M3100020115 | PUMP:HEAD(10-20M):FLOW(140-150M3/HR) | NO | 1 | 246968 | PUMP-I | Component & Spares | ZSPR | Muzaffarpur TPS (Kanti Bijli)/ 1087
240 | Obsolete | M3100030107 | PUMP,CEN: VSP,COMP.ASSY,W/MOTOR,60CUM/HR | NO | 1 | 181079 | PUMP-I | Component & Spares | ZSPR | Muzaffarpur TPS (Kanti Bijli)/ 1087
241 | Obsolete | M3102006050 | Deleted SPIDER FOR LOVEJOY COUPLING SIZE | NO | 6 | 720 | PUMP-I | Component & Spares | ZSPR | Muzaffarpur TPS (Kanti Bijli)/ 1087
242 | Obsolete | M3102006116 | DELETED SHAFT LOCK NUT FOR BE PUMP MODEL | NO | 4 | 36 | PUMP-I | Component & Spares | ZSPR | Muzaffarpur TPS (Kanti Bijli)/ 1087
243 | Obsolete | M3102660028 | Deleted IMPELLER NUT AISI-316 FOR VO65/3 | NO | 4 | 1440 | PUMP-I | Component & Spares | ZSPR | Muzaffarpur TPS (Kanti Bijli)/ 1087
244 | Obsolete | M3105990458M | DELETED WEAR RING PNO 50.2DRG E5071.513 | NO | 1 | 38 | PUMP-I | Component & Spares | ZSPR | Muzaffarpur TPS (Kanti Bijli)/ 1087
245 | Obsolete | M3105990625 | DELETEDVITON O RING 8010002421 | NO | 8 | 2000 | PUMP-I | Component & Spares | ZSPR | Muzaffarpur TPS (Kanti Bijli)/ 1087
246 | Obsolete | M3106410003M | DELETED SHAFT SLEEVE FOR CHLORINATOR WAT | MM2 | 1 | 2150 | PUMP-I | Component & Spares | ZSPR | Muzaffarpur TPS (Kanti Bijli)/ 1087
247 | Obsolete | M3106990017 | Deleted IMPELLERS CF 8M (192MM) DM WATER | NO | 1 | 455 | PUMP-I | Component & Spares | ZSPR | Muzaffarpur TPS (Kanti Bijli)/ 1087
248 | Obsolete | M3109870972M | DELETED Complete set of spares for make | LOT | 1 | 204401 | PUMP-I | Component & Spares | ZSPR | Muzaffarpur TPS (Kanti Bijli)/ 1087
249 | Obsolete | M3109890973M | DELETED Cast Carbon Steel double flanged | NO | 4 | 22836 | PUMP-I | Component & Spares | ZSPR | Muzaffarpur TPS (Kanti Bijli)/ 1087
250 | Obsolete | M3111046003 | SHAFT,AKAY,PUMP,CHP ST | NO | 1 | 1485 | PUMP-I | Component & Spares | ZSPR | Muzaffarpur TPS (Kanti Bijli)/ 1087
251 | Obsolete | M3111160100M | DELETED Suction Cloxe Nipple (Stal) | NO | 3 | 225 | PUMP-I | Component & Spares | ZSPR | Muzaffarpur TPS (Kanti Bijli)/ 1087
252 | Obsolete | M3111860109M | DELETED H.S.D Pum Handle | NO | 1 | 150 | PUMP-I | Component & Spares | ZSPR | Muzaffarpur TPS (Kanti Bijli)/ 1087
253 | Obsolete | M3114200117 | Deleted WEAR RING SCT-80/30 | NO | 5 | 340 | PUMP-I | Component & Spares | ZSPR | Muzaffarpur TPS (Kanti Bijli)/ 1087
254 | Obsolete | M3115456051 | DIAPHRAGM FOR ST-II F.O. PUMP | NO | 2 | 150 | PUMP-I | Component & Spares | ZSPR | Muzaffarpur TPS (Kanti Bijli)/ 1087
255 | Obsolete | M3115586005 | PDSU32 4NR22A42B3:MECHANICAL SEAL | NO | 12 | 112877.04 | PUMP-I | Component & Spares | ZSPR | Muzaffarpur TPS (Kanti Bijli)/ 1087
256 | Obsolete | M3122050011 | TOP SHAFT,BAREJA,PUMP,30 NCV-2 | NO | 2 | 3820 | PUMP-I | Component & Spares | ZSPR | Muzaffarpur TPS (Kanti Bijli)/ 1087
257 | Obsolete | M3122050018 | IMPELLER,30,BAREJA,PUMP,30 NCV-2 | NO | 5 | 32500 | PUMP-I | Component & Spares | ZSPR | Muzaffarpur TPS (Kanti Bijli)/ 1087
258 | Obsolete | M3123540713M | DELETED Coupling Flange for BCW Pump | NO | 2 | 5400 | PUMP-I | Component & Spares | ZSPR | Muzaffarpur TPS (Kanti Bijli)/ 1087
259 | Obsolete | M3123560714M | DELETED Bearing Housing for BCW. Pump | SET | 1 | 1530 | PUMP-I | Component & Spares | ZSPR | Muzaffarpur TPS (Kanti Bijli)/ 1087
260 | Obsolete | M3123580715M | DELETED Shaft with key | NO | 1 | 150 | PUMP-I | Component & Spares | ZSPR | Muzaffarpur TPS (Kanti Bijli)/ 1087
261 | Obsolete | M3125610029 | STRAINER,SR.1,CSD 09605102K(B)-9M/11 | NO | 75 | 32250 | PUMP-I | Component & Spares | ZSPR | Muzaffarpur TPS (Kanti Bijli)/ 1087
262 | Obsolete | M3125650051 | INTER BOWL,CSD/09603102K(A),FOR VT PUMP | NO | 4 | 32560 | PUMP-I | Component & Spares | ZSPR | Muzaffarpur TPS (Kanti Bijli)/ 1087
263 | Obsolete | M3129656018 | SHAFT COLLER,PUMP MODEL 3 L 3 | NO | 1 | 2490 | PUMP-I | Component & Spares | ZSPR | Muzaffarpur TPS (Kanti Bijli)/ 1087
264 | Obsolete | M3130150028 | DELETED WEAR RING, CASING FOR PUMP CNW 8 | NO | 32 | 2176 | PUMP-I | Component & Spares | ZSPR | Muzaffarpur TPS (Kanti Bijli)/ 1087
265 | Obsolete | M3133300007 | GASKET IMPELLER,PUMP,1 1/2-U-1 | NO | 5 | 1500 | PUMP-I | Component & Spares | ZSPR | Muzaffarpur TPS (Kanti Bijli)/ 1087
266 | Obsolete | M3136106003 | DIFFUSER,BHEL,PUMP,100CJH/5 | NO | 18 | 13392 | PUMP-I | Component & Spares | ZSPR | Muzaffarpur TPS (Kanti Bijli)/ 1087
267 | Obsolete | M3136106004 | BUSHING,13,BHEL,PUMP,100CJH/5 | NO | 15 | 16650 | PUMP-I | Component & Spares | ZSPR | Muzaffarpur TPS (Kanti Bijli)/ 1087
268 | Obsolete | M3136106006 | WATER CLOSING RING,30,BHEL,PUMP,100CJH/5 | NO | 8 | 6080 | PUMP-I | Component & Spares | ZSPR | Muzaffarpur TPS (Kanti Bijli)/ 1087
269 | Obsolete | M3136150001 | DELETED SHAFT BUSHING SUC. SIDE,100 CJH/ | NO | 4 | 4240 | PUMP-I | Component & Spares | ZSPR | Muzaffarpur TPS (Kanti Bijli)/ 1087
270 | Obsolete | M3136150012 | DELETED KEY 10H 9X8X71(S.S), 100 CJH/9, | NO | 8 | 5000 | PUMP-I | Component & Spares | ZSPR | Muzaffarpur TPS (Kanti Bijli)/ 1087
271 | Obsolete | M3136506013 | BALANCING DISC,HY 180120170500,BHEL,PUMP | NO | 2 | 40169.62 | PUMP-I | Component & Spares | ZSPR | Muzaffarpur TPS (Kanti Bijli)/ 1087
272 | Obsolete | M3136506016 | BEARING DISC,HY 180110180500,BHEL,PUMP | NO | 2 | 29322.82 | PUMP-I | Component & Spares | ZSPR | Muzaffarpur TPS (Kanti Bijli)/ 1087
273 | Obsolete | M3136506018 | BEARING DISC,BHEL,PUMP,200 KHI | NO | 3 | 215.61 | PUMP-I | Component & Spares | ZSPR | Muzaffarpur TPS (Kanti Bijli)/ 1087
274 | Obsolete | M3136506019 | BEARING DISC,BHEL,PUMP,200 KHI | NO | 2 | 157.5 | PUMP-I | Component & Spares | ZSPR | Muzaffarpur TPS (Kanti Bijli)/ 1087
275 | Obsolete | M3136506031 | CIRCULATING RING FOR MECH.SEAL OF BFP | NO | 2 | 1153.52 | PUMP-I | Component & Spares | ZSPR | Muzaffarpur TPS (Kanti Bijli)/ 1087
276 | Obsolete | M3136506034 | NUT,HY 180120800500,BHEL,PUMP,200 KHI | NO | 4 | 3548.72 | PUMP-I | Component & Spares | ZSPR | Muzaffarpur TPS (Kanti Bijli)/ 1087
277 | Obsolete | M3136506035 | NUT LEFT,HY 180120290500,BHEL,PUMP | NO | 4 | 6398.48 | PUMP-I | Component & Spares | ZSPR | Muzaffarpur TPS (Kanti Bijli)/ 1087
278 | Obsolete | M3136506038 | STUD,BHEL,PUMP,200 KHI | NO | 48 | 54806.4 | PUMP-I | Component & Spares | ZSPR | Muzaffarpur TPS (Kanti Bijli)/ 1087
279 | Obsolete | M3136506039 | NUT,BHEL,PUMP,200 KHI | NO | 96 | 40557.12 | PUMP-I | Component & Spares | ZSPR | Muzaffarpur TPS (Kanti Bijli)/ 1087
280 | Obsolete | M3136506040 | SPHERICAL WASHER,BHEL,PUMP,200 KHI | NO | 96 | 22295.04 | PUMP-I | Component & Spares | ZSPR | Muzaffarpur TPS (Kanti Bijli)/ 1087
281 | Obsolete | M3136506043 | BUSHING DISCH COVER,HY 180110250500,BHEL | NO | 2 | 26385.98 | PUMP-I | Component & Spares | ZSPR | Muzaffarpur TPS (Kanti Bijli)/ 1087
282 | Obsolete | M3136506045 | BEARING HOUSING,BHEL,PUMP,200 KHI | NO | 2 | 105648.14 | PUMP-I | Component & Spares | ZSPR | Muzaffarpur TPS (Kanti Bijli)/ 1087
283 | Obsolete | M3136506048 | SET SCREW 20 SS FOR MECH SEAL OF BFP | NO | 16 | 11948.8 | PUMP-I | Component & Spares | ZSPR | Muzaffarpur TPS (Kanti Bijli)/ 1087
284 | Obsolete | M3136506049 | THRUST PAD BEARING,KINGSBURY,PUMP | SET | 1 | 201058.89 | PUMP-I | Component & Spares | ZSPR | Muzaffarpur TPS (Kanti Bijli)/ 1087
285 | Obsolete | M3136506054 | SPACER PUMP END,HY 18012 0450500,BHEL | NO | 2 | 1985.78 | PUMP-I | Component & Spares | ZSPR | Muzaffarpur TPS (Kanti Bijli)/ 1087
286 | Obsolete | M3136506055 | SPRINGS FOR MECH SEAL OF BFP,5.500 " | NO | 40 | 32361.2 | PUMP-I | Component & Spares | ZSPR | Muzaffarpur TPS (Kanti Bijli)/ 1087
287 | Obsolete | M3136806020 | STATIONARY SEAT FOR BFP DE MECH.SEAL | NO | 3 | 257189.52 | PUMP-I | Component & Spares | ZSPR | Muzaffarpur TPS (Kanti Bijli)/ 1087
288 | Obsolete | M3136806022 | ROTARY FACE FOR BFP DE MECH.SEAL | NO | 1 | 119126.6 | PUMP-I | Component & Spares | ZSPR | Muzaffarpur TPS (Kanti Bijli)/ 1087
289 | Obsolete | M3136806025 | SET OF`O RINGS FOR BFP MECH.SEAL | SET | 5 | 113617.85 | PUMP-I | Component & Spares | ZSPR | Muzaffarpur TPS (Kanti Bijli)/ 1087
290 | Obsolete | M3136806082 | GEAR SET INCL GEAR SHAFT & PINION SHAFT | NO | 2 | 68446.54 | PUMP-I | Component & Spares | ZSPR | Muzaffarpur TPS (Kanti Bijli)/ 1087
291 | Obsolete | M3136836029 | THRUST COLLAR,WEIR,PUMP,FK6D32 | NO | 2 | 1060 | PUMP-I | Component & Spares | ZSPR | Muzaffarpur TPS (Kanti Bijli)/ 1087
292 | Obsolete | M3140106071 | OIL LEVEL SIGHT GLASS #160 | NO | 2 | 3058 | PUMP-I | Component & Spares | ZSPR | Muzaffarpur TPS (Kanti Bijli)/ 1087
293 | Obsolete | M3146110121 | DELETEDLCK NUT CS C-40 P.NO.336 FOR BHR- | NO | 1 | 592.89 | PUMP-I | Component & Spares | ZSPR | Muzaffarpur TPS (Kanti Bijli)/ 1087
294 | Obsolete | M3146110130 | DELETEDCOUPG NUT FOR KIRLOSKAR BHR-35-30 | NO | 1 | 317.62 | PUMP-I | Component & Spares | ZSPR | Muzaffarpur TPS (Kanti Bijli)/ 1087
295 | Obsolete | M3146110219 | DELETEDRATCHET PIN 369 FOR BHR-35-30 | NO | 4 | 4446.68 | PUMP-I | Component & Spares | ZSPR | Muzaffarpur TPS (Kanti Bijli)/ 1087
296 | Obsolete | M3146110352 | DELETEDKEY COUPG 321 FOR KIRLOSKAR BHR-3 | NO | 2 | 800.4 | PUMP-I | Component & Spares | ZSPR | Muzaffarpur TPS (Kanti Bijli)/ 1087
297 | Obsolete | M3146110361 | DELETEDKEY FOR IMPELR 323.3 FOR BHR-35- | NO | 4 | 1905.72 | PUMP-I | Component & Spares | ZSPR | Muzaffarpur TPS (Kanti Bijli)/ 1087
298 | Obsolete | M3146110370 | DELETEDKEY FOR THRUST COLR 328 FOR BHR-3 | NO | 1 | 476.43 | PUMP-I | Component & Spares | ZSPR | Muzaffarpur TPS (Kanti Bijli)/ 1087
299 | Obsolete | M3146110389 | DELETEDKEY RATCHET PIN HOUSG327 FOR BHR- | NO | 1 | 393.84 | PUMP-I | Component & Spares | ZSPR | Muzaffarpur TPS (Kanti Bijli)/ 1087
300 | Obsolete | M3146110574 | DELETEDBRG NUT FOR KIRLOSKER BHR 35-30/3 | NO | 1 | 592.89 | PUMP-I | Component & Spares | ZSPR | Muzaffarpur TPS (Kanti Bijli)/ 1087
301 | Obsolete | M3146110583 | DELETEDCOOLG COIL 370,FOR KIRLOSKAR BHR- | NO | 1 | 55195.9 | PUMP-I | Component & Spares | ZSPR | Muzaffarpur TPS (Kanti Bijli)/ 1087
302 | Obsolete | M3146380049 | DELETEDRUBBER BELLOW TYPE 560035 | NO | 3 | 390 | PUMP-I | Component & Spares | ZSPR | Muzaffarpur TPS (Kanti Bijli)/ 1087
303 | Obsolete | M3146630046 | DELETEDCI IMPELLER P.NO.153 SP-4LA | NO | 4 | 3728 | PUMP-I | Component & Spares | ZSPR | Muzaffarpur TPS (Kanti Bijli)/ 1087
304 | Obsolete | M3149300615M | DELETED 3.7 Kw Motor with Pump | NO | 1 | 296350 | PUMP-I | Component & Spares | ZSPR | Muzaffarpur TPS (Kanti Bijli)/ 1087
305 | Obsolete | M3153520667M | DELETED Impeller | NO | 2 | 14600 | PUMP-I | Component & Spares | ZSPR | Muzaffarpur TPS (Kanti Bijli)/ 1087
306 | Obsolete | M3157156040 | O RING,PP002,CONCO | NO | 26 | 1495 | PUMP-I | Component & Spares | ZSPR | Muzaffarpur TPS (Kanti Bijli)/ 1087
307 | Obsolete | M3188120024 | TOP ENCLOSING TUBE,FAIRBANKS,PUMP | NO | 2 | 24000 | PUMP-I | Component & Spares | ZSPR | Muzaffarpur TPS (Kanti Bijli)/ 1087
308 | Obsolete | M3188120028 | LOWER HALF COUPLING,FAIRBANKS,PUMP | NO | 1 | 640 | PUMP-I | Component & Spares | ZSPR | Muzaffarpur TPS (Kanti Bijli)/ 1087
309 | Obsolete | M3188190002 | Deleted INTER BOWL, P/ NO.9, FAIRBANK MO | NO | 2 | 242000 | PUMP-I | Component & Spares | ZSPR | Muzaffarpur TPS (Kanti Bijli)/ 1087
310 | Obsolete | M3188196014 | 15 H:step bearing | NO | 4 | 57922.2 | PUMP-I | Component & Spares | ZSPR | Muzaffarpur TPS (Kanti Bijli)/ 1087
311 | Obsolete | M3188196018 | 15 H:connector Bearing | NO | 2 | 57922.18 | PUMP-I | Component & Spares | ZSPR | Muzaffarpur TPS (Kanti Bijli)/ 1087
312 | Obsolete | M3188196060 | 15 H:impeller wearing ring | NO | 4 | 176399.4 | PUMP-I | Component & Spares | ZSPR | Muzaffarpur TPS (Kanti Bijli)/ 1087
313 | Obsolete | M3188226004 | BEARING RETAINER | NO | 4 | 3955.72 | PUMP-I | Component & Spares | ZSPR | Muzaffarpur TPS (Kanti Bijli)/ 1087
314 | Obsolete | M3188226011 | BEARING TOP INTER BOWL | NO | 2 | 1920.02 | PUMP-I | Component & Spares | ZSPR | Muzaffarpur TPS (Kanti Bijli)/ 1087
315 | Obsolete | M3188240035 | RUBBER BUSH ,FAIRBANK MORES,15H | NO | 13 | 66006.33 | PUMP-I | Component & Spares | ZSPR | Muzaffarpur TPS (Kanti Bijli)/ 1087
316 | Obsolete | M3188366061 | 6M FIG-7000:ENCL.TUBE BRG.& CAP | NO | 2 | 140028.42 | PUMP-I | Component & Spares | ZSPR | Muzaffarpur TPS (Kanti Bijli)/ 1087
317 | Obsolete | M3188480070 | LP ASH WATER P/P SHAFT SPACER | NO | 4 | 7172 | PUMP-I | Component & Spares | ZSPR | Muzaffarpur TPS (Kanti Bijli)/ 1087
318 | Obsolete | M3191016000 | PUMP ASSY,FLO RITE,PUMP,FG-100:100X100 | NO | 1 | 251071.17 | PUMP-I | Component & Spares | ZSPR | Muzaffarpur TPS (Kanti Bijli)/ 1087
319 | Obsolete | M3191026001 | SHAFT,FLO-RITE,FGSJ-100 | NO | 4 | 894772.84 | PUMP-I | Component & Spares | ZSPR | Muzaffarpur TPS (Kanti Bijli)/ 1087
320 | Obsolete | M3191046002 | IMPELLER,FLO-RITE,HS5,1ST STAGE | NO | 1 | 52346.65 | PUMP-I | Component & Spares | ZSPR | Muzaffarpur TPS (Kanti Bijli)/ 1087
321 | Obsolete | M3191046003 | IMPELLER,FLO-RITE,HS5,2ND STAGE | NO | 1 | 52346.65 | PUMP-I | Component & Spares | ZSPR | Muzaffarpur TPS (Kanti Bijli)/ 1087
322 | Obsolete | M3191046006 | BEARING HOUSING,40/A&6,CI,HS5 | NO | 2 | 13260.02 | PUMP-I | Component & Spares | ZSPR | Muzaffarpur TPS (Kanti Bijli)/ 1087
323 | Obsolete | M3191046010 | BEARING COVER,44/A&10,CI,HS5 | NO | 2 | 6426.02 | PUMP-I | Component & Spares | ZSPR | Muzaffarpur TPS (Kanti Bijli)/ 1087
324 | Obsolete | M3191046014 | NECK RING,48/A & 14,PUMP,HS5 | NO | 2 | 4590.02 | PUMP-I | Component & Spares | ZSPR | Muzaffarpur TPS (Kanti Bijli)/ 1087
325 | Obsolete | M3191046020 | IMPELLER WEAR RING,54/A&20,HS5 | NO | 1 | 6397.93 | PUMP-I | Component & Spares | ZSPR | Muzaffarpur TPS (Kanti Bijli)/ 1087
326 | Obsolete | M3191046021 | IMPELLER WEAR RING,54/A&21,HS5 | NO | 1 | 6397.93 | PUMP-I | Component & Spares | ZSPR | Muzaffarpur TPS (Kanti Bijli)/ 1087
327 | Obsolete | M3191056014 | NECK RING,PUMP,47/A1 & 14,HS3 | NO | 5 | 14650.85 | PUMP-I | Component & Spares | ZSPR | Muzaffarpur TPS (Kanti Bijli)/ 1087
328 | Obsolete | M3191056018 | GREASE CUP,51/A1 & 18,MS,PUMP,HS3 | NO | 12 | 7934.04 | PUMP-I | Component & Spares | ZSPR | Muzaffarpur TPS (Kanti Bijli)/ 1087
329 | Obsolete | M3191066001 | SHAFT,FLO-RITE,102/AM/1,HSDS250 | NO | 1 | 28516.66 | PUMP-I | Component & Spares | ZSPR | Muzaffarpur TPS (Kanti Bijli)/ 1087
330 | Obsolete | M3191066002 | KEY,103/AM&2,F/IMPELLER,HSDS250 | NO | 2 | 3005.3 | PUMP-I | Component & Spares | ZSPR | Muzaffarpur TPS (Kanti Bijli)/ 1087
331 | Obsolete | M3191066003 | IMPELLER,104/AM/3,FLO-RITE,HSDS250 | NO | 2 | 155858.6 | PUMP-I | Component & Spares | ZSPR | Muzaffarpur TPS (Kanti Bijli)/ 1087
332 | Obsolete | M3191066004 | O-RING COVER,105/AM&4,HSDS250 | NO | 6 | 8963.22 | PUMP-I | Component & Spares | ZSPR | Muzaffarpur TPS (Kanti Bijli)/ 1087
333 | Obsolete | M3191066005 | O-RING,106/AM&5,HSDS250 | NO | 2 | 1213.2 | PUMP-I | Component & Spares | ZSPR | Muzaffarpur TPS (Kanti Bijli)/ 1087
334 | Obsolete | M3191066006 | SHAFT SLEEVE,107/AM&6,HSDS250 | NO | 3 | 21097.2 | PUMP-I | Component & Spares | ZSPR | Muzaffarpur TPS (Kanti Bijli)/ 1087
335 | Obsolete | M3191066009 | IMPELLER WEAR RING,111/AM&10,HSDS250 | NO | 4 | 24011.36 | PUMP-I | Component & Spares | ZSPR | Muzaffarpur TPS (Kanti Bijli)/ 1087
336 | Obsolete | M3191066015 | BEARING COVER,117/AM&16,HSDS250 | NO | 1 | 4476.35 | PUMP-I | Component & Spares | ZSPR | Muzaffarpur TPS (Kanti Bijli)/ 1087
337 | Obsolete | M3191066017 | BEARING HOUSING,119/AM&18,CI,HSDS250 | NO | 2 | 15507.34 | PUMP-I | Component & Spares | ZSPR | Muzaffarpur TPS (Kanti Bijli)/ 1087
338 | Obsolete | M3191066018 | BEARING HOUSING CAP,120/AM&19,CI,HSDS250 | NO | 6 | 13420.08 | PUMP-I | Component & Spares | ZSPR | Muzaffarpur TPS (Kanti Bijli)/ 1087
339 | Obsolete | M3192026015 | INTER BOWL,FLOWMORE | NO | 5 | 579802.15 | PUMP-I | Component & Spares | ZSPR | Muzaffarpur TPS (Kanti Bijli)/ 1087
340 | Obsolete | M3192076003 | DOWEL PIN,FLOWMORE,FIG 5624 | NO | 4 | 16036.8 | PUMP-I | Component & Spares | ZSPR | Muzaffarpur TPS (Kanti Bijli)/ 1087
341 | Obsolete | M3192136010 | IMPELLER COLLET,FLOWMORE,27H-1 FIG 7000 | NO | 2 | 82746.14 | PUMP-I | Component & Spares | ZSPR | Muzaffarpur TPS (Kanti Bijli)/ 1087
342 | Obsolete | M3192136021 | STEP BEARING,FLOWMORE,27H-1 FIG 7000 | NO | 1 | 55682.56 | PUMP-I | Component & Spares | ZSPR | Muzaffarpur TPS (Kanti Bijli)/ 1087
343 | Obsolete | M3192136034 | TOP SHAFT SLEEVE,FLOWMORE,27H-1 FIG 7000 | NO | 1 | 46495.41 | PUMP-I | Component & Spares | ZSPR | Muzaffarpur TPS (Kanti Bijli)/ 1087
344 | Obsolete | M3192320006 | IMPELLER RING,5420,CPPI-80 X 50-250 R/L | NO | 13 | 2210 | PUMP-I | Component & Spares | ZSPR | Muzaffarpur TPS (Kanti Bijli)/ 1087
345 | Obsolete | M3192336002 | BOWL BUSH,TSA/239 03 01 2 K2(+ | NO | 10 | 55110.6 | PUMP-I | Component & Spares | ZSPR | Muzaffarpur TPS (Kanti Bijli)/ 1087
346 | Obsolete | M3192336003 | INNER BOWL,FLOWMORE,15M | NO | 3 | 91793.28 | PUMP-I | Component & Spares | ZSPR | Muzaffarpur TPS (Kanti Bijli)/ 1087
347 | Obsolete | M3192336005 | SHAFT,FLOWMORE,PUMP,15M | NO | 5 | 721349.25 | PUMP-I | Component & Spares | ZSPR | Muzaffarpur TPS (Kanti Bijli)/ 1087
348 | Obsolete | M3192336008 | TOP SHAFT,SS410,FLOWMORE,15M | NO | 4 | 397275.84 | PUMP-I | Component & Spares | ZSPR | Muzaffarpur TPS (Kanti Bijli)/ 1087
349 | Obsolete | M3192336009 | PACKING,36,PUMP,15M | SET | 2 | 1070.94 | PUMP-I | Component & Spares | ZSPR | Muzaffarpur TPS (Kanti Bijli)/ 1087
350 | Obsolete | M3192336010 | PACKING,48,PUMP,15M | SET | 4 | 1744.4 | PUMP-I | Component & Spares | ZSPR | Muzaffarpur TPS (Kanti Bijli)/ 1087
351 | Obsolete | M3192336011 | TOP SHAFT SLEEVE,15M | NO | 2 | 35865.06 | PUMP-I | Component & Spares | ZSPR | Muzaffarpur TPS (Kanti Bijli)/ 1087
352 | Obsolete | M3192336015 | 15M:WEARING RING | NO | 3 | 88533.6 | PUMP-I | Component & Spares | ZSPR | Muzaffarpur TPS (Kanti Bijli)/ 1087
353 | Obsolete | M3192336016 | GASKET,TSA/239 03 01 2 K2(+ | SET | 1 | 1093.01 | PUMP-I | Component & Spares | ZSPR | Muzaffarpur TPS (Kanti Bijli)/ 1087
354 | Obsolete | M3192336017 | GASKET,TSA/239 03 01 2 K2(+ | SET | 2 | 1070.94 | PUMP-I | Component & Spares | ZSPR | Muzaffarpur TPS (Kanti Bijli)/ 1087
355 | Obsolete | M3192336020 | 15M:RUBBER BUSH | NO | 5 | 13248.55 | PUMP-I | Component & Spares | ZSPR | Muzaffarpur TPS (Kanti Bijli)/ 1087
356 | Obsolete | M3192336021 | 15M:BEARING PNO-27 | NO | 1 | 66242.88 | PUMP-I | Component & Spares | ZSPR | Muzaffarpur TPS (Kanti Bijli)/ 1087
357 | Obsolete | M3192336022 | 15M:OIL RETAINER SLEEVE | NO | 1 | 19872.86 | PUMP-I | Component & Spares | ZSPR | Muzaffarpur TPS (Kanti Bijli)/ 1087
358 | Obsolete | M3192336023 | PIPE PLUG,1,15M | NO | 3 | 17758.62 | PUMP-I | Component & Spares | ZSPR | Muzaffarpur TPS (Kanti Bijli)/ 1087
359 | Obsolete | M3192336025 | SAND CAP,FLOWMORE,PUMP,FIG:7000:15M | NO | 1 | 37968.19 | PUMP-I | Component & Spares | ZSPR | Muzaffarpur TPS (Kanti Bijli)/ 1087
360 | Obsolete | M3192336026 | 15M:ALLEN SET SCREW | NO | 4 | 4017.88 | PUMP-I | Component & Spares | ZSPR | Muzaffarpur TPS (Kanti Bijli)/ 1087
361 | Obsolete | M3192336027 | 15M:HEX HD CAP SCREW | NO | 12 | 12053.64 | PUMP-I | Component & Spares | ZSPR | Muzaffarpur TPS (Kanti Bijli)/ 1087
362 | Obsolete | M3192336028 | SUCTION BELL,FLOWMORE,PUMP,FIG:7000:15M | NO | 2 | 202759.24 | PUMP-I | Component & Spares | ZSPR | Muzaffarpur TPS (Kanti Bijli)/ 1087
363 | Obsolete | M3192336029 | 15M:HEX HD CAP SCREW | NO | 48 | 48256.32 | PUMP-I | Component & Spares | ZSPR | Muzaffarpur TPS (Kanti Bijli)/ 1087
364 | Obsolete | M3192336030 | IMPELLER,FLOWMORE,PUMP,15M | NO | 6 | 1202753.04 | PUMP-I | Component & Spares | ZSPR | Muzaffarpur TPS (Kanti Bijli)/ 1087
365 | Obsolete | M3192336031 | LOCK COLLET,FLOWMORE,PUMP,FIG-7000-15M | NO | 5 | 110352.65 | PUMP-I | Component & Spares | ZSPR | Muzaffarpur TPS (Kanti Bijli)/ 1087
366 | Obsolete | M3192336038 | SHAFT COUPLING,21,15M | NO | 12 | 235280.4 | PUMP-I | Component & Spares | ZSPR | Muzaffarpur TPS (Kanti Bijli)/ 1087
367 | Obsolete | M3192336039 | BOTTOM LINE SHAFT,FLOWMORE,15M | NO | 1 | 68496.47 | PUMP-I | Component & Spares | ZSPR | Muzaffarpur TPS (Kanti Bijli)/ 1087
368 | Obsolete | M3192336042 | BEARING RETAINER,FLOWMORE,15MFIG7000 | NO | 5 | 378890.95 | PUMP-I | Component & Spares | ZSPR | Muzaffarpur TPS (Kanti Bijli)/ 1087
369 | Obsolete | M3192336045 | TOP INTER SHAFT,FLOWMORE,FIG 7000:15M | NO | 3 | 207452.58 | PUMP-I | Component & Spares | ZSPR | Muzaffarpur TPS (Kanti Bijli)/ 1087
370 | Obsolete | M3192336051 | PACKING SHAFT BUSH,FLOWMORE,FIG:7000:15M | NO | 2 | 77641.32 | PUMP-I | Component & Spares | ZSPR | Muzaffarpur TPS (Kanti Bijli)/ 1087
371 | Obsolete | M3192336052 | PACKING BOX,39,FLOWMORE,15M | NO | 3 | 172532.34 | PUMP-I | Component & Spares | ZSPR | Muzaffarpur TPS (Kanti Bijli)/ 1087
372 | Obsolete | M3192336058 | TOP SHAFT BUSHING,46,15M | NO | 5 | 82317.4 | PUMP-I | Component & Spares | ZSPR | Muzaffarpur TPS (Kanti Bijli)/ 1087
373 | Obsolete | M3192336059 | GIB KEY,47,15M | NO | 2 | 12614.24 | PUMP-I | Component & Spares | ZSPR | Muzaffarpur TPS (Kanti Bijli)/ 1087
374 | Obsolete | M3192336060 | ADJUSTING NUT,48,PUMP,FIG 7000 | NO | 2 | 11318.64 | PUMP-I | Component & Spares | ZSPR | Muzaffarpur TPS (Kanti Bijli)/ 1087
375 | Obsolete | M3192346001 | 21M:BEARING SUCTION | NO | 4 | 118096.32 | PUMP-I | Component & Spares | ZSPR | Muzaffarpur TPS (Kanti Bijli)/ 1087
376 | Obsolete | M3192346002 | 21M:BOWL BUSH | NO | 4 | 60478.68 | PUMP-I | Component & Spares | ZSPR | Muzaffarpur TPS (Kanti Bijli)/ 1087
377 | Obsolete | M3192346003 | 21M:BEARING TOP INNER BOWL | NO | 1 | 31921.46 | PUMP-I | Component & Spares | ZSPR | Muzaffarpur TPS (Kanti Bijli)/ 1087
378 | Obsolete | M3192346005 | 21M:STEP BEARING | NO | 2 | 60816.34 | PUMP-I | Component & Spares | ZSPR | Muzaffarpur TPS (Kanti Bijli)/ 1087
379 | Obsolete | M3192346006 | 21M:SPIDER | NO | 4 | 165868.08 | PUMP-I | Component & Spares | ZSPR | Muzaffarpur TPS (Kanti Bijli)/ 1087
380 | Obsolete | M3192346007 | 21M:TOP SHAFT | NO | 1 | 133000.53 | PUMP-I | Component & Spares | ZSPR | Muzaffarpur TPS (Kanti Bijli)/ 1087
381 | Obsolete | M3192346008 | 21M:PACKING PNO-55 | SET | 4 | 2317.64 | PUMP-I | Component & Spares | ZSPR | Muzaffarpur TPS (Kanti Bijli)/ 1087
382 | Obsolete | M3192346009 | 21M:GASKET | NO | 1 | 1417.58 | PUMP-I | Component & Spares | ZSPR | Muzaffarpur TPS (Kanti Bijli)/ 1087
383 | Obsolete | M3192346010 | 21M:PACKING PNO-59 | SET | 2 | 2835.16 | PUMP-I | Component & Spares | ZSPR | Muzaffarpur TPS (Kanti Bijli)/ 1087
384 | Obsolete | M3192346011 | 21M:TOP SHAFT SLEEVE | NO | 2 | 85027.8 | PUMP-I | Component & Spares | ZSPR | Muzaffarpur TPS (Kanti Bijli)/ 1087
385 | Obsolete | M3192346012 | 21M:LINE SHAFT SLEEVE | SET | 4 | 160275.96 | PUMP-I | Component & Spares | ZSPR | Muzaffarpur TPS (Kanti Bijli)/ 1087
386 | Obsolete | M3192346014 | 21M:BUSH | NO | 14 | 166439 | PUMP-I | Component & Spares | ZSPR | Muzaffarpur TPS (Kanti Bijli)/ 1087
387 | Obsolete | M3192346015 | 21M:WEARING RING | NO | 6 | 390263.34 | PUMP-I | Component & Spares | ZSPR | Muzaffarpur TPS (Kanti Bijli)/ 1087
388 | Obsolete | M3192346016 | 21M:GASKET PNO-66 | SET | 5 | 2897.05 | PUMP-I | Component & Spares | ZSPR | Muzaffarpur TPS (Kanti Bijli)/ 1087
389 | Obsolete | M3192346019 | 21M:HUB | NO | 2 | 85506.3 | PUMP-I | Component & Spares | ZSPR | Muzaffarpur TPS (Kanti Bijli)/ 1087
390 | Obsolete | M3192346020 | 21M:RUBBER BUSH | NO | 10 | 1856.4 | PUMP-I | Component & Spares | ZSPR | Muzaffarpur TPS (Kanti Bijli)/ 1087
391 | Obsolete | M3192346022 | 21M:OIL RETAINER SLEEVE | NO | 5 | 98125.85 | PUMP-I | Component & Spares | ZSPR | Muzaffarpur TPS (Kanti Bijli)/ 1087
392 | Obsolete | M3192346034 | 21M:LINE SHAFT | NO | 5 | 457324.85 | PUMP-I | Component & Spares | ZSPR | Muzaffarpur TPS (Kanti Bijli)/ 1087
393 | Obsolete | M3192396027 | THRUST BEARING SEAT,FLOWMORE,PUMP | NO | 1 | 85566.87 | PUMP-I | Component & Spares | ZSPR | Muzaffarpur TPS (Kanti Bijli)/ 1087
394 | Obsolete | M3192396035 | OIL RETAINER SLEEVE | NO | 2 | 83197.34 | PUMP-I | Component & Spares | ZSPR | Muzaffarpur TPS (Kanti Bijli)/ 1087
395 | Obsolete | M3192550076 | DELETEDSTUFG BOX 5603 FOR ST-I NCP-150X1 | NO | 1 | 1130 | PUMP-I | Component & Spares | ZSPR | Muzaffarpur TPS (Kanti Bijli)/ 1087
396 | Obsolete | M3192936001 | PROTECTING RING,FLOWMORE,PUMP,FIG7000 | NO | 4 | 97941.16 | PUMP-I | Component & Spares | ZSPR | Muzaffarpur TPS (Kanti Bijli)/ 1087
397 | Obsolete | M3192936008 | COUPLING,FLOWMORE,FIG 7000 21M | NO | 4 | 122007.84 | PUMP-I | Component & Spares | ZSPR | Muzaffarpur TPS (Kanti Bijli)/ 1087
398 | Obsolete | M3193750921M | DELETED Inner bearing cover DE & NDE | SET | 1 | 6500 | PUMP-I | Component & Spares | ZSPR | Muzaffarpur TPS (Kanti Bijli)/ 1087
399 | Obsolete | M3193760922M | DELETED Outer bearing cover DE & NDE | SET | 1 | 7082 | PUMP-I | Component & Spares | ZSPR | Muzaffarpur TPS (Kanti Bijli)/ 1087
400 | Obsolete | M3193770923M | DELETED Labyrinth ring for IBC ID & NDE | SET | 1 | 3384 | PUMP-I | Component & Spares | ZSPR | Muzaffarpur TPS (Kanti Bijli)/ 1087
401 | Obsolete | M3193780924M | DELETED Centrifugaldisc for OBC DE & NDE | SET | 1 | 4953 | PUMP-I | Component & Spares | ZSPR | Muzaffarpur TPS (Kanti Bijli)/ 1087
402 | Obsolete | M3194070181 | Deleted IMPELLER C-98247-01 | ST | 2 | 96030 | PUMP-I | Component & Spares | ZSPR | Muzaffarpur TPS (Kanti Bijli)/ 1087
403 | Obsolete | M3194080029M | DELETED SFT SLV 104-055-576-001 FOR CZ-1 | NO | 2 | 6970 | PUMP-I | Component & Spares | ZSPR | Muzaffarpur TPS (Kanti Bijli)/ 1087
404 | Obsolete | M3194640943M | DELETED Bearing housing for HFO Transfer | SET | 3 | 91094.01 | PUMP-I | Component & Spares | ZSPR | Muzaffarpur TPS (Kanti Bijli)/ 1087
405 | Obsolete | M3198500020 | Deleted BEARING BLOCK ASSEMBLY,MUW PP-IA | SET | 5 | 2050 | PUMP-I | Component & Spares | ZSPR | Muzaffarpur TPS (Kanti Bijli)/ 1087
406 | Obsolete | M3210156014 | WEAR RING | NO | 4 | 246161.8 | PUMP-II | Component & Spares | ZSPR | Muzaffarpur TPS (Kanti Bijli)/ 1087
407 | Obsolete | M3228316002 | ROTRY GEAR PUMP ASSY,H-1 | NO | 10 | 96546.6 | PUMP-II | Component & Spares | ZSPR | Muzaffarpur TPS (Kanti Bijli)/ 1087
408 | Obsolete | M3228316003 | MECHANICAL OIL SEALS FOR MODEL H-I PUMP | NO | 1 | 290 | PUMP-II | Component & Spares | ZSPR | Muzaffarpur TPS (Kanti Bijli)/ 1087
409 | Obsolete | M3235170001 | INDURE D 85 SLURRY P/P SHELL | NO | 3 | 455092.86 | PUMP-II | Component & Spares | ZSPR | Muzaffarpur TPS (Kanti Bijli)/ 1087
410 | Obsolete | M3235170002M | DELETED Liner Engiene Side | NO | 3 | 66968.25 | PUMP-II | Component & Spares | ZSPR | Muzaffarpur TPS (Kanti Bijli)/ 1087
411 | Obsolete | M3235170003 | INDURE D 85 SLURRY P/P SHAFT | NO | 2 | 87002 | PUMP-II | Component & Spares | ZSPR | Muzaffarpur TPS (Kanti Bijli)/ 1087
412 | Obsolete | M3235176001 | SHAFT SLEEVE,INDURE WARMAN,D85 | NO | 2 | 13500.3 | PUMP-II | Component & Spares | ZSPR | Muzaffarpur TPS (Kanti Bijli)/ 1087
413 | Obsolete | M3235176002 | BELL SUCTION SIDE,D85 | NO | 4 | 130503 | PUMP-II | Component & Spares | ZSPR | Muzaffarpur TPS (Kanti Bijli)/ 1087
414 | Obsolete | M3235176007 | STUFFING BOX,91685016,INDURE WARMAN,D85 | NO | 5 | 18087.2 | PUMP-II | Component & Spares | ZSPR | Muzaffarpur TPS (Kanti Bijli)/ 1087
415 | Obsolete | M3235176009 | IMPELLER,D85 | NO | 3 | 134792.1 | PUMP-II | Component & Spares | ZSPR | Muzaffarpur TPS (Kanti Bijli)/ 1087
416 | Obsolete | M3235176022 | COMPRN.SPRING SET#91685320-INDURE-D85 | SET | 2 | 1760 | PUMP-II | Component & Spares | ZSPR | Muzaffarpur TPS (Kanti Bijli)/ 1087
417 | Obsolete | M3235176023 | U/OILSEAL600X500X50#91685321-INDURE-D85 | NO | 33 | 27343.14 | PUMP-II | Component & Spares | ZSPR | Muzaffarpur TPS (Kanti Bijli)/ 1087
418 | Obsolete | M3235176030 | SHAFT,D85 | NO | 1 | 52944 | PUMP-II | Component & Spares | ZSPR | Muzaffarpur TPS (Kanti Bijli)/ 1087
419 | Obsolete | M3235176037 | BRG HSG+TOP+BOTH END COVERS-INDURE-D85 | NO | 3 | 257111.31 | PUMP-II | Component & Spares | ZSPR | Muzaffarpur TPS (Kanti Bijli)/ 1087
420 | Obsolete | M3244206018 | SLEEVE LOCK WASHER,FLOWMORE,PUMP | NO | 1 | 12795.59 | PUMP-II | Component & Spares | ZSPR | Muzaffarpur TPS (Kanti Bijli)/ 1087
421 | Obsolete | M3244256012 | TOP BOWL, 2P-0977, JYOTI,250T 7A4 | NO | 2 | 2560 | PUMP-II | Component & Spares | ZSPR | Muzaffarpur TPS (Kanti Bijli)/ 1087
422 | Obsolete | M3244396004 | SUCTION CASE PLUG,PUMP,350T2C4 WL | NO | 2 | 3315.98 | PUMP-II | Component & Spares | ZSPR | Muzaffarpur TPS (Kanti Bijli)/ 1087
423 | Obsolete | M3244396005 | IMPELLER SEAL RING,1P129-127A/6 | NO | 7 | 156183.44 | PUMP-II | Component & Spares | ZSPR | Muzaffarpur TPS (Kanti Bijli)/ 1087
424 | Obsolete | M3244396006 | IMPELLER,1P129-127A/8,350T2C4 WL | NO | 4 | 312633.88 | PUMP-II | Component & Spares | ZSPR | Muzaffarpur TPS (Kanti Bijli)/ 1087
425 | Obsolete | M3244396007 | SPLIT RING,350T2C4 WL | NO | 9 | 57984.48 | PUMP-II | Component & Spares | ZSPR | Muzaffarpur TPS (Kanti Bijli)/ 1087
426 | Obsolete | M3244396008 | BOWL BEARING,350T2C4 WL | NO | 5 | 55460 | PUMP-II | Component & Spares | ZSPR | Muzaffarpur TPS (Kanti Bijli)/ 1087
427 | Obsolete | M3244396010 | IMP SHAFT CPLG,350T2C4 WL | NO | 3 | 22766.61 | PUMP-II | Component & Spares | ZSPR | Muzaffarpur TPS (Kanti Bijli)/ 1087
428 | Obsolete | M3244396012 | LINE SHAFT COUPLING,350T2C4 WL | NO | 5 | 34810 | PUMP-II | Component & Spares | ZSPR | Muzaffarpur TPS (Kanti Bijli)/ 1087
429 | Obsolete | M3244396014 | BEARING HOLDER,350T2C4 WL | NO | 14 | 85189.16 | PUMP-II | Component & Spares | ZSPR | Muzaffarpur TPS (Kanti Bijli)/ 1087
430 | Obsolete | M3244396016 | STILLING PIPE,350T2C4 WL | NO | 3 | 7937.79 | PUMP-II | Component & Spares | ZSPR | Muzaffarpur TPS (Kanti Bijli)/ 1087
431 | Obsolete | M3244396018 | LANTERN RING,350T2C4 WL | NO | 1 | 0.01 | PUMP-II | Component & Spares | ZSPR | Muzaffarpur TPS (Kanti Bijli)/ 1087
432 | Obsolete | M3244396019 | HEAD SHAFT,1P129-127A/28,350T2C4 WL | NO | 3 | 92040 | PUMP-II | Component & Spares | ZSPR | Muzaffarpur TPS (Kanti Bijli)/ 1087
433 | Obsolete | M3244396021 | KEY,350T2C4 WL | NO | 2 | 4591.5 | PUMP-II | Component & Spares | ZSPR | Muzaffarpur TPS (Kanti Bijli)/ 1087
434 | Obsolete | M3244396022 | RATCHET COUPLING,48,350T2C4 WL | NO | 3 | 129899.31 | PUMP-II | Component & Spares | ZSPR | Muzaffarpur TPS (Kanti Bijli)/ 1087
435 | Obsolete | M3244450002 | CIRCLIP,PUMP,350 T4A4 | NO | 46 | 6532 | PUMP-II | Component & Spares | ZSPR | Muzaffarpur TPS (Kanti Bijli)/ 1087
436 | Obsolete | M3244450027 | STUFFING BOX BUSHING,28,PUMP,350 T4A4 | NO | 8 | 152928 | PUMP-II | Component & Spares | ZSPR | Muzaffarpur TPS (Kanti Bijli)/ 1087
437 | Obsolete | M3244450028 | STUFFING BOX,27,PUMP,350 T4A4 | NO | 6 | 1110 | PUMP-II | Component & Spares | ZSPR | Muzaffarpur TPS (Kanti Bijli)/ 1087
438 | Obsolete | M3244450033 | SUCTION STRAINER,1,PUMP,350 T4A4 | NO | 2 | 11000 | PUMP-II | Component & Spares | ZSPR | Muzaffarpur TPS (Kanti Bijli)/ 1087
439 | Obsolete | M3244450035 | BOWL,11,PUMP,350T4A4 | NO | 1 | 180 | PUMP-II | Component & Spares | ZSPR | Muzaffarpur TPS (Kanti Bijli)/ 1087
440 | Obsolete | M3244506004 | IMPELLER,JYOTI,400 HS 1 B6 HS | NO | 9 | 8145 | PUMP-II | Component & Spares | ZSPR | Muzaffarpur TPS (Kanti Bijli)/ 1087
441 | Obsolete | M3244506007 | GLAND PACKING WASHER (MODEL-400 HS 1 ) | NO | 12 | 264 | PUMP-II | Component & Spares | ZSPR | Muzaffarpur TPS (Kanti Bijli)/ 1087
442 | Obsolete | M3244506011 | DISTANCE PIECE,JYOTI,400 HS 1 B6 HS | NO | 1 | 25 | PUMP-II | Component & Spares | ZSPR | Muzaffarpur TPS (Kanti Bijli)/ 1087
443 | Obsolete | M3244556002 | SUCTION CASE PLUG,JYOTI,PUMP,400T3B4WL | NO | 4 | 128 | PUMP-II | Component & Spares | ZSPR | Muzaffarpur TPS (Kanti Bijli)/ 1087
444 | Obsolete | M3244556004 | SAND COLLAR,JYOTI,PUMP,400T3B4WL | NO | 16 | 1920 | PUMP-II | Component & Spares | ZSPR | Muzaffarpur TPS (Kanti Bijli)/ 1087
445 | Obsolete | M3244556005 | IMPELLER SEAL RING,JYOTI,PUMP,400T3B4WL | NO | 14 | 11760 | PUMP-II | Component & Spares | ZSPR | Muzaffarpur TPS (Kanti Bijli)/ 1087
446 | Obsolete | M3244556006 | SPLIT RING,JYOTI,400T3B4WL | NO | 1 | 390 | PUMP-II | Component & Spares | ZSPR | Muzaffarpur TPS (Kanti Bijli)/ 1087
447 | Obsolete | M3244556008 | IMPELLER KEY,JYOTI,PUMP,400T3B4WL | NO | 23 | 5290 | PUMP-II | Component & Spares | ZSPR | Muzaffarpur TPS (Kanti Bijli)/ 1087
448 | Obsolete | M3244556010 | BOWL,JYOTI,PUMP,400T3B4WL | NO | 3 | 825 | PUMP-II | Component & Spares | ZSPR | Muzaffarpur TPS (Kanti Bijli)/ 1087
449 | Obsolete | M3244556015 | IMP SHAFT CPLG,JYOTI,PUMP,400T3B4WL | NO | 14 | 36400 | PUMP-II | Component & Spares | ZSPR | Muzaffarpur TPS (Kanti Bijli)/ 1087
450 | Obsolete | M3244556021 | LINE SHAFT,JYOTI,PUMP,400T3B4WL | NO | 14 | 5579.98 | PUMP-II | Component & Spares | ZSPR | Muzaffarpur TPS (Kanti Bijli)/ 1087
451 | Obsolete | M3244556026 | LINE SHAFT COUPLING,JYOTI,PUMP,400T3B4WL | NO | 3 | 1950 | PUMP-II | Component & Spares | ZSPR | Muzaffarpur TPS (Kanti Bijli)/ 1087
452 | Obsolete | M3244556035 | LANTERN RING,JYOTI,PUMP,400T3B4WL | NO | 13 | 1638 | PUMP-II | Component & Spares | ZSPR | Muzaffarpur TPS (Kanti Bijli)/ 1087
453 | Obsolete | M3244556036 | GLAND,JYOTI,PUMP,400T3B4WL | NO | 6 | 525 | PUMP-II | Component & Spares | ZSPR | Muzaffarpur TPS (Kanti Bijli)/ 1087
454 | Obsolete | M3244556037 | WATER DEFLECTOR,2070,JYOTI,PUMP | NO | 6 | 90 | PUMP-II | Component & Spares | ZSPR | Muzaffarpur TPS (Kanti Bijli)/ 1087
455 | Obsolete | M3244556040 | IMP ADJUSTING NUT,JYOTI,PUMP,400T3B4WL | NO | 3 | 135 | PUMP-II | Component & Spares | ZSPR | Muzaffarpur TPS (Kanti Bijli)/ 1087
456 | Obsolete | M3244556043 | ADAPTER BOLT NUT,PUMP | NO | 2 | 2200 | PUMP-II | Component & Spares | ZSPR | Muzaffarpur TPS (Kanti Bijli)/ 1087
457 | Obsolete | M3244636027 | IMPELLER NUT,JYOTI,1100 VM | NO | 3 | 23726.13 | PUMP-II | Component & Spares | ZSPR | Muzaffarpur TPS (Kanti Bijli)/ 1087
458 | Obsolete | M3246056001 | SHOULDER RING,19900,CI,KBL,UP 200/30 | NO | 2 | 716.78 | PUMP-II | Component & Spares | ZSPR | Muzaffarpur TPS (Kanti Bijli)/ 1087
459 | Obsolete | M3246056003 | KEY FOR IMPELLER,KBL | NO | 2 | 697.42 | PUMP-II | Component & Spares | ZSPR | Muzaffarpur TPS (Kanti Bijli)/ 1087
460 | Obsolete | M3246056009 | LOCK NUT,33600,KBL,UP 200/30 | NO | 10 | 3863.7 | PUMP-II | Component & Spares | ZSPR | Muzaffarpur TPS (Kanti Bijli)/ 1087
461 | Obsolete | M3246056013 | CASING WEAR RING,19000,BRNZ,KBL,UP200/30 | NO | 2 | 13485.42 | PUMP-II | Component & Spares | ZSPR | Muzaffarpur TPS (Kanti Bijli)/ 1087
462 | Obsolete | M3246056014 | SHAFT,18001,KBL,PUMP,UP-200/30 | NO | 2 | 192278.44 | PUMP-II | Component & Spares | ZSPR | Muzaffarpur TPS (Kanti Bijli)/ 1087
463 | Obsolete | M3246056051 | LOCK WASHER,415,PUMP,UP 200/30 | NO | 9 | 4910.94 | PUMP-II | Component & Spares | ZSPR | Muzaffarpur TPS (Kanti Bijli)/ 1087
464 | Obsolete | M3246416020 | SHOULDER RING,199,4UP3 15 | NO | 12 | 5607.96 | PUMP-II | Component & Spares | ZSPR | Muzaffarpur TPS (Kanti Bijli)/ 1087
465 | Obsolete | M3246516004 | CASING RING,190,KBL,8UP2M | NO | 6 | 317563.5 | PUMP-II | Component & Spares | ZSPR | Muzaffarpur TPS (Kanti Bijli)/ 1087
466 | Obsolete | M3246516005 | IMPELLER,06/Z/104/CT/038/159,KBL,8UP2MC | NO | 2 | 195182.86 | PUMP-II | Component & Spares | ZSPR | Muzaffarpur TPS (Kanti Bijli)/ 1087
467 | Obsolete | M3246516009 | SHAFT,06/Z/104/CT/038/180,KBL,8UP2M15DEG | NO | 3 | 365131.56 | PUMP-II | Component & Spares | ZSPR | Muzaffarpur TPS (Kanti Bijli)/ 1087
468 | Obsolete | M3246516016 | BEARING COVER DE,270,KBL,8UP2M-15DEG | NO | 1 | 6320.99 | PUMP-II | Component & Spares | ZSPR | Muzaffarpur TPS (Kanti Bijli)/ 1087
469 | Obsolete | M3246516017 | BEARING COVER NDE,271,KBL,8UP2M-15DEG | NO | 1 | 6995.99 | PUMP-II | Component & Spares | ZSPR | Muzaffarpur TPS (Kanti Bijli)/ 1087
470 | Obsolete | M3246516026 | WEARING RING,TC6321-0/192,KBL,8UP2M | NO | 6 | 134797.44 | PUMP-II | Component & Spares | ZSPR | Muzaffarpur TPS (Kanti Bijli)/ 1087
471 | Obsolete | M3246516027 | BEARING HOUSING DE,252.1,8UP2M | NO | 1 | 21983.95 | PUMP-II | Component & Spares | ZSPR | Muzaffarpur TPS (Kanti Bijli)/ 1087
472 | Obsolete | M3246516028 | BEARING HOUSING NDE,252.2,8UP2M | NO | 1 | 21983.93 | PUMP-II | Component & Spares | ZSPR | Muzaffarpur TPS (Kanti Bijli)/ 1087
473 | Obsolete | M3246516032 | LIQUID DEFLECTOR,8UP2M | NO | 14 | 6541.5 | PUMP-II | Component & Spares | ZSPR | Muzaffarpur TPS (Kanti Bijli)/ 1087
474 | Obsolete | M3246516035 | SHAFT SLEEVE NUT,8UP2M | NO | 12 | 13305.84 | PUMP-II | Component & Spares | ZSPR | Muzaffarpur TPS (Kanti Bijli)/ 1087
475 | Obsolete | M3246516045 | OIL RING,8UP2M | NO | 8 | 7269.36 | PUMP-II | Component & Spares | ZSPR | Muzaffarpur TPS (Kanti Bijli)/ 1087
476 | Obsolete | M3246516053 | GLAND RING,8UP2M | NO | 4 | 42139.92 | PUMP-II | Component & Spares | ZSPR | Muzaffarpur TPS (Kanti Bijli)/ 1087
477 | Obsolete | M3246616016 | GLAND PACKING,KBL,PUMP,BHM-30 | SET | 1 | 2500 | PUMP-II | Component & Spares | ZSPR | Muzaffarpur TPS (Kanti Bijli)/ 1087
478 | Obsolete | M3246706002 | IMPELLER NUT,KBL,BHM-45 | NO | 2 | 2269.96 | PUMP-II | Component & Spares | ZSPR | Muzaffarpur TPS (Kanti Bijli)/ 1087
479 | Obsolete | M3246706041 | LOCK NUT,KBL,BHM-45 | NO | 2 | 5058.04 | PUMP-II | Component & Spares | ZSPR | Muzaffarpur TPS (Kanti Bijli)/ 1087
480 | Obsolete | M3246706059 | HEAD SHAFT,TC-150-88-004-02/185,KBL,PUMP | NO | 1 | 613716.23 | PUMP-II | Component & Spares | ZSPR | Muzaffarpur TPS (Kanti Bijli)/ 1087
481 | Obsolete | M3246786002 | IMPELLER NUT,TC 152 00 006 7/330,KBL | NO | 3 | 98962.68 | PUMP-II | Component & Spares | ZSPR | Muzaffarpur TPS (Kanti Bijli)/ 1087
482 | Obsolete | M3246786003 | LOCK WASHER,PUMP,BHQ-70M | NO | 2 | 7715.38 | PUMP-II | Component & Spares | ZSPR | Muzaffarpur TPS (Kanti Bijli)/ 1087
483 | Obsolete | M3246786036 | COOLING COIL,TC152000067/370,KBL,BHQ 70M | SET | 1 | 66833.28 | PUMP-II | Component & Spares | ZSPR | Muzaffarpur TPS (Kanti Bijli)/ 1087
484 | Obsolete | M3246786041 | SHAFT SLEEVE,316.1,KBL,PUMP,BHQ 70M | NO | 1 | 103049.17 | PUMP-II | Component & Spares | ZSPR | Muzaffarpur TPS (Kanti Bijli)/ 1087
485 | Obsolete | M3246786044 | SHAFT SLEEVE,312.1,KBL,PUMP,BHQ 70M | NO | 2 | 207518.14 | PUMP-II | Component & Spares | ZSPR | Muzaffarpur TPS (Kanti Bijli)/ 1087
486 | Obsolete | M3246786045 | SHAFT SLEEVE,312.2,KBL,PUMP,BHQ 70M | NO | 1 | 103759.56 | PUMP-II | Component & Spares | ZSPR | Muzaffarpur TPS (Kanti Bijli)/ 1087
487 | Obsolete | M3246786049 | SHAFT SLEEVE,TC 152-00-006-7/310,KBL | NO | 1 | 103444.08 | PUMP-II | Component & Spares | ZSPR | Muzaffarpur TPS (Kanti Bijli)/ 1087
488 | Obsolete | M3246786053 | BEARING SPIDER,245.1,KBL,PUMP,BHQ 70M | NO | 2 | 124951.3 | PUMP-II | Component & Spares | ZSPR | Muzaffarpur TPS (Kanti Bijli)/ 1087
489 | Obsolete | M3246786062 | BEARING,TC 15200006-7/352,THORDON,PUMP | NO | 1 | 49198.51 | PUMP-II | Component & Spares | ZSPR | Muzaffarpur TPS (Kanti Bijli)/ 1087
490 | Obsolete | M3246786064 | BEARING,TC 15200006-7/354,THORDON,PUMP | NO | 1 | 99153.6 | PUMP-II | Component & Spares | ZSPR | Muzaffarpur TPS (Kanti Bijli)/ 1087
491 | Obsolete | M3246786065 | KEY,3200101,KBL,PUMP,BHQ-70 | NO | 3 | 5458.74 | PUMP-II | Component & Spares | ZSPR | Muzaffarpur TPS (Kanti Bijli)/ 1087
492 | Obsolete | M3246786066 | KEY,323.2,PUMP,BHQ-70 | NO | 1 | 1820.07 | PUMP-II | Component & Spares | ZSPR | Muzaffarpur TPS (Kanti Bijli)/ 1087
493 | Obsolete | M3246786067 | KEY,321.2,KBL,PUMP,BHQ-70 | NO | 3 | 5458.74 | PUMP-II | Component & Spares | ZSPR | Muzaffarpur TPS (Kanti Bijli)/ 1087
494 | Obsolete | M3246786068 | KEY,328,KBL,SEA WATER PUMP,BHQ-70,R7 | NO | 3 | 5458.74 | PUMP-II | Component & Spares | ZSPR | Muzaffarpur TPS (Kanti Bijli)/ 1087
495 | Obsolete | M3246786069 | BEARING HOLDER,TC152000067/254,KBL,PUMP | NO | 1 | 130870.14 | PUMP-II | Component & Spares | ZSPR | Muzaffarpur TPS (Kanti Bijli)/ 1087
496 | Obsolete | M3246786070 | BEARING NUT,3350101/335,KBL,PUMP,BHQ-70 | NO | 4 | 45484.52 | PUMP-II | Component & Spares | ZSPR | Muzaffarpur TPS (Kanti Bijli)/ 1087
497 | Obsolete | M3246786072 | SPLIT RING,TC 152 00 006 7/405,KBL,PUMP | NO | 5 | 110666.6 | PUMP-II | Component & Spares | ZSPR | Muzaffarpur TPS (Kanti Bijli)/ 1087
498 | Obsolete | M3246786074 | LOCK NUT,KBL,PUMP,BHQ-70M | NO | 1 | 11371.63 | PUMP-II | Component & Spares | ZSPR | Muzaffarpur TPS (Kanti Bijli)/ 1087
499 | Obsolete | M3246786076 | RATCHET PIN HOUSING,TC152000067/475,KBL | NO | 1 | 129455.11 | PUMP-II | Component & Spares | ZSPR | Muzaffarpur TPS (Kanti Bijli)/ 1087
500 | Obsolete | M3246786082 | SLEEVE NUT,KBL,PUMP,BHQ-70M | NO | 3 | 34113.39 | PUMP-II | Component & Spares | ZSPR | Muzaffarpur TPS (Kanti Bijli)/ 1087
501 | Obsolete | M3246876006 | SHAFT SLEEVE,311.1,KBL,BHR35/30 3 STAGES | NO | 2 | 96898.18 | PUMP-II | Component & Spares | ZSPR | Muzaffarpur TPS (Kanti Bijli)/ 1087
502 | Obsolete | M3246876007 | SHAFT SLEEVE,311.2,KBL,BHR35/30 4STAGE | NO | 2 | 96898.18 | PUMP-II | Component & Spares | ZSPR | Muzaffarpur TPS (Kanti Bijli)/ 1087
503 | Obsolete | M3246876123 | RATCHET KEY,KBL,BHR-35/30 | SET | 4 | 3314.24 | PUMP-II | Component & Spares | ZSPR | Muzaffarpur TPS (Kanti Bijli)/ 1087
504 | Obsolete | M3246876126 | THRUST COLLAR,M/S KBL | NO | 2 | 65565.16 | PUMP-II | Component & Spares | ZSPR | Muzaffarpur TPS (Kanti Bijli)/ 1087
505 | Obsolete | M3246876130 | DISTANCE RING,201.1,KBL,BHR-35/30 | NO | 1 | 10652.83 | PUMP-II | Component & Spares | ZSPR | Muzaffarpur TPS (Kanti Bijli)/ 1087
506 | Obsolete | M3246876137 | TRANSMISSION SHAFT,KBL, BHR 35/30 | NO | 2 | 306579.04 | PUMP-II | Component & Spares | ZSPR | Muzaffarpur TPS (Kanti Bijli)/ 1087
507 | Obsolete | M3246876141 | COUPLING BUSH,KBL,BHR-35/30 | NO | 8 | 4734.56 | PUMP-II | Component & Spares | ZSPR | Muzaffarpur TPS (Kanti Bijli)/ 1087
508 | Obsolete | M3246876144 | THRUST BRG HOUSING,TC-1531052 / 247,KBL | NO | 1 | 59893.77 | PUMP-II | Component & Spares | ZSPR | Muzaffarpur TPS (Kanti Bijli)/ 1087
509 | Obsolete | M3246876147 | SCREWED COUPLING,KBL,BHR-35/30 | SET | 4 | 70071.96 | PUMP-II | Component & Spares | ZSPR | Muzaffarpur TPS (Kanti Bijli)/ 1087
510 | Obsolete | M3246876148 | TRANSITION BEARING,TC15393004 REV 5/357 | NO | 3 | 67698.75 | PUMP-II | Component & Spares | ZSPR | Muzaffarpur TPS (Kanti Bijli)/ 1087
511 | Obsolete | M3246876149 | BOWL BEARING,354.2,BHR35/30 DEG 4 STG | NO | 4 | 102395.04 | PUMP-II | Component & Spares | ZSPR | Muzaffarpur TPS (Kanti Bijli)/ 1087
512 | Obsolete | M3246876151 | IMPELLER WASHER,410,BHR-35/30 | NO | 2 | 5681.52 | PUMP-II | Component & Spares | ZSPR | Muzaffarpur TPS (Kanti Bijli)/ 1087
513 | Obsolete | M3246876153 | IMPELLER SHAFT,TC153 97 0662 / 186,KBL | NO | 2 | 401119.38 | PUMP-II | Component & Spares | ZSPR | Muzaffarpur TPS (Kanti Bijli)/ 1087
514 | Obsolete | M3246876159 | HEAD SHAFT,TC15393004 REV-4/185,KBL,PUMP | NO | 2 | 417285.64 | PUMP-II | Component & Spares | ZSPR | Muzaffarpur TPS (Kanti Bijli)/ 1087
515 | Obsolete | M3246876164 | WEAR RING (CASING),TC-1531052 / 190,KBL | NO | 5 | 168107.6 | PUMP-II | Component & Spares | ZSPR | Muzaffarpur TPS (Kanti Bijli)/ 1087
516 | Obsolete | M3246876166 | BEARING SPIDER,TC-1531052 / 245,KBL | NO | 2 | 82883.78 | PUMP-II | Component & Spares | ZSPR | Muzaffarpur TPS (Kanti Bijli)/ 1087
517 | Obsolete | M3246876168 | SHAFT SLEEVE,M/S KBL | NO | 6 | 290694.48 | PUMP-II | Component & Spares | ZSPR | Muzaffarpur TPS (Kanti Bijli)/ 1087
518 | Obsolete | M3246876178 | STUFFING BOX HOUSING,TC-1531052 / 238 | NO | 1 | 55813.74 | PUMP-II | Component & Spares | ZSPR | Muzaffarpur TPS (Kanti Bijli)/ 1087
519 | Obsolete | M3246876181 | JOURNAL BEARING,TC 153 00 008 / 371 | NO | 1 | 31706.32 | PUMP-II | Component & Spares | ZSPR | Muzaffarpur TPS (Kanti Bijli)/ 1087
520 | Obsolete | M3246876182 | BEARING SEGMENT,M/S KBL | SET | 1 | 140631.43 | PUMP-II | Component & Spares | ZSPR | Muzaffarpur TPS (Kanti Bijli)/ 1087
521 | Obsolete | M3246876183 | RUNNER RING,362,BHR-35/30 | NO | 1 | 13903 | PUMP-II | Component & Spares | ZSPR | Muzaffarpur TPS (Kanti Bijli)/ 1087
522 | Obsolete | M3246876185 | RATCHET PIN,KBL,BHR-35/30 | NO | 4 | 19700.64 | PUMP-II | Component & Spares | ZSPR | Muzaffarpur TPS (Kanti Bijli)/ 1087
523 | Obsolete | M3246916019 | LOCK WASHER,4100101,BHR-50 | NO | 14 | 70 | PUMP-II | Component & Spares | ZSPR | Muzaffarpur TPS (Kanti Bijli)/ 1087
524 | Obsolete | M3246926016 | SHAFT SLEEVE,TC153900432/310,PUMP,BHR70 | NO | 2 | 520 | PUMP-II | Component & Spares | ZSPR | Muzaffarpur TPS (Kanti Bijli)/ 1087
525 | Obsolete | M3246926560 | IMPELLER SHAFT,1860101,KBL,BHR70M | NO | 1 | 540120.38 | PUMP-II | Component & Spares | ZSPR | Muzaffarpur TPS (Kanti Bijli)/ 1087
526 | Obsolete | M3247286033 | THRUST BRG CARRIER,247,KBL,PUMP | NO | 2 | 2200 | PUMP-II | Component & Spares | ZSPR | Muzaffarpur TPS (Kanti Bijli)/ 1087
527 | Obsolete | M3248260620 | CASING RING,19000,KBL,KPD 150/32N | NO | 6 | 408 | PUMP-II | Component & Spares | ZSPR | Muzaffarpur TPS (Kanti Bijli)/ 1087
528 | Obsolete | M3248260621 | IMPELLER,15100,KBL,KPD150/32N | NO | 13 | 16770 | PUMP-II | Component & Spares | ZSPR | Muzaffarpur TPS (Kanti Bijli)/ 1087
529 | Obsolete | M3248260622 | IMPELLER,KBL,KPD 150/32N | NO | 1 | 440 | PUMP-II | Component & Spares | ZSPR | Muzaffarpur TPS (Kanti Bijli)/ 1087
530 | Obsolete | M3248260624 | IMPELLER,19300,KBL,KPD 150/32N | NO | 4 | 2065 | PUMP-II | Component & Spares | ZSPR | Muzaffarpur TPS (Kanti Bijli)/ 1087
531 | Obsolete | M3248260627 | SHAFT SLEEVE,31100,KBL,KPD 150/32N | NO | 7 | 1830.01 | PUMP-II | Component & Spares | ZSPR | Muzaffarpur TPS (Kanti Bijli)/ 1087
532 | Obsolete | M3248260629 | SHAFT,KBL,KPD 150/32N | NO | 2 | 39980 | PUMP-II | Component & Spares | ZSPR | Muzaffarpur TPS (Kanti Bijli)/ 1087
533 | Obsolete | M3248260630 | THROAT BUSH,35000,KBL,KPD 150/32N | NO | 6 | 6780 | PUMP-II | Component & Spares | ZSPR | Muzaffarpur TPS (Kanti Bijli)/ 1087
534 | Obsolete | M3249646030 | SHAFT,UP 50/30B,F/PUMP | NO | 2 | 39980 | PUMP-II | Component & Spares | ZSPR | Muzaffarpur TPS (Kanti Bijli)/ 1087
535 | Obsolete | M3254276001 | SHAFT,SDKPEPOANE10051R1589,KBL,KDC55M080 | ST | 1 | 39980 | PUMP-II | Component & Spares | ZSPR | Muzaffarpur TPS (Kanti Bijli)/ 1087
536 | Obsolete | M3254816019 | STRAINER,KISHOR,NVE 100X315 | NO | 1 | 1130 | PUMP-II | Component & Spares | ZSPR | Muzaffarpur TPS (Kanti Bijli)/ 1087
537 | Obsolete | M3258670036 | BEARING BUSH (RUBBER LINED) PTNO 545.1 | NO | 4 | 256 | PUMP-II | Component & Spares | ZSPR | Muzaffarpur TPS (Kanti Bijli)/ 1087
538 | Obsolete | M3258670065 | STUFING BOX GLAND PT452 SEZ 1200-1020 | NO | 66 | 11220 | PUMP-II | Component & Spares | ZSPR | Muzaffarpur TPS (Kanti Bijli)/ 1087
539 | Obsolete | M3258870002 | CONSTANT OIL LEVELER,638,PUMP | NO | 6 | 5340 | PUMP-II | Component & Spares | ZSPR | Muzaffarpur TPS (Kanti Bijli)/ 1087
540 | Obsolete | M3258870003 | STAGE SLEEVE,521,PUMP,WL 65/7 (VSMK) | SET | 3 | 69921.69 | PUMP-II | Component & Spares | ZSPR | Muzaffarpur TPS (Kanti Bijli)/ 1087
541 | Obsolete | M3258870006 | SHAFT WITH KEYS,210,PUMP,WL65/7 (VSMK) | NO | 2 | 95661.7 | PUMP-II | Component & Spares | ZSPR | Muzaffarpur TPS (Kanti Bijli)/ 1087
542 | Obsolete | M3258870007 | COUPLING PIN&BUSH,WL 65/7-VSM-K | SET | 2 | 5946 | PUMP-II | Component & Spares | ZSPR | Muzaffarpur TPS (Kanti Bijli)/ 1087
543 | Obsolete | M3258870010 | IMPELLER,230,PUMP,WL65/7 (VSMK) | SET | 2 | 229171.88 | PUMP-II | Component & Spares | ZSPR | Muzaffarpur TPS (Kanti Bijli)/ 1087
544 | Obsolete | M3258870011 | SHAFT PROT SLEEVE,524,WL 65/7-VSM-K | NO | 3 | 22962.09 | PUMP-II | Component & Spares | ZSPR | Muzaffarpur TPS (Kanti Bijli)/ 1087
545 | Obsolete | M3258870012 | SHAFT PROT SLEEVE,524,WL 65/7-VSM-K | NO | 3 | 22962.09 | PUMP-II | Component & Spares | ZSPR | Muzaffarpur TPS (Kanti Bijli)/ 1087
546 | Obsolete | M3258966006 | DIFFUSER,171.2,WL65/7 | NO | 1 | 23678.67 | PUMP-II | Component & Spares | ZSPR | Muzaffarpur TPS (Kanti Bijli)/ 1087
547 | Obsolete | M3258966033 | SPACER SLEEVE,525.4,WL 65/7 | NO | 4 | 3607.76 | PUMP-II | Component & Spares | ZSPR | Muzaffarpur TPS (Kanti Bijli)/ 1087
548 | Obsolete | M3264676020M | DELETED Shaft diff. Size | SET | 1 | 39980 | PUMP-II | Component & Spares | ZSPR | Muzaffarpur TPS (Kanti Bijli)/ 1087
549 | Obsolete | M3268556002 | DRIVE SHAFT,SIGMA/ZUN-9 | NO | 1 | 16370 | PUMP-II | Component & Spares | ZSPR | Muzaffarpur TPS (Kanti Bijli)/ 1087
550 | Obsolete | M3268556006 | DRIVING GEAR,SIGMA/ZUN-9 | NO | 3 | 17686.8 | PUMP-II | Component & Spares | ZSPR | Muzaffarpur TPS (Kanti Bijli)/ 1087
551 | Obsolete | M3268556008 | BEARING BUSH,SIGMA/ZUN-9 | NO | 8 | 20808 | PUMP-II | Component & Spares | ZSPR | Muzaffarpur TPS (Kanti Bijli)/ 1087
552 | Obsolete | M3268556011 | DRIVE SHAFT,SIGMA/ZUN-9 | NO | 1 | 7803 | PUMP-II | Component & Spares | ZSPR | Muzaffarpur TPS (Kanti Bijli)/ 1087
553 | Obsolete | M3268556015 | DRIVEN GEAR,SIGMA/ZUN-9 | NO | 3 | 18727.2 | PUMP-II | Component & Spares | ZSPR | Muzaffarpur TPS (Kanti Bijli)/ 1087
554 | Obsolete | M3268716003 | DRIVESHAFT,MP-1205-DG-003/3,UM2 | NO | 1 | 94987 | PUMP-II | Component & Spares | ZSPR | Muzaffarpur TPS (Kanti Bijli)/ 1087
555 | Obsolete | M3268786005 | VALVE,UMBL-20 | NO | 2 | 6242.4 | PUMP-II | Component & Spares | ZSPR | Muzaffarpur TPS (Kanti Bijli)/ 1087
556 | Obsolete | M3268786006 | COLLAR,UMBL-20 | NO | 1 | 1222.47 | PUMP-II | Component & Spares | ZSPR | Muzaffarpur TPS (Kanti Bijli)/ 1087
557 | Obsolete | M3268786012 | CHECK NUT,PUMP,UMBL-20 | NO | 1 | 4291.65 | PUMP-II | Component & Spares | ZSPR | Muzaffarpur TPS (Kanti Bijli)/ 1087
558 | Obsolete | M3268786013 | QUAD PIN,16N,UMBL-20 | NO | 1 | 858.33 | PUMP-II | Component & Spares | ZSPR | Muzaffarpur TPS (Kanti Bijli)/ 1087
559 | Obsolete | M3268786014 | O-RING,17N,UMBL-20 | NO | 2 | 1716.66 | PUMP-II | Component & Spares | ZSPR | Muzaffarpur TPS (Kanti Bijli)/ 1087
560 | Obsolete | M3268786015 | PLUNGER,UMBL-20 | NO | 4 | 34333.2 | PUMP-II | Component & Spares | ZSPR | Muzaffarpur TPS (Kanti Bijli)/ 1087
561 | Obsolete | M3268786018 | BACKUP RING,UMBL-20 | NO | 8 | 10404 | PUMP-II | Component & Spares | ZSPR | Muzaffarpur TPS (Kanti Bijli)/ 1087
562 | Obsolete | M3268786019 | GLAND PACKING,UMBL-20 | NO | 8 | 29547.36 | PUMP-II | Component & Spares | ZSPR | Muzaffarpur TPS (Kanti Bijli)/ 1087
563 | Obsolete | M3268786024 | WORM WHEEL,BL-02/20/B03,UMBL-20 | NO | 1 | 20808 | PUMP-II | Component & Spares | ZSPR | Muzaffarpur TPS (Kanti Bijli)/ 1087
564 | Obsolete | M3268786025 | MAIN SHAFT CUM WORM,B04,UMBL-20 | NO | 1 | 16334.28 | PUMP-II | Component & Spares | ZSPR | Muzaffarpur TPS (Kanti Bijli)/ 1087
565 | Obsolete | M3268786027 | CRANK,UMBL-20 | NO | 1 | 12874.95 | PUMP-II | Component & Spares | ZSPR | Muzaffarpur TPS (Kanti Bijli)/ 1087
566 | Obsolete | M3268786034 | CROSS HEAD,UMBL-20 | NO | 1 | 5149.98 | PUMP-II | Component & Spares | ZSPR | Muzaffarpur TPS (Kanti Bijli)/ 1087
567 | Obsolete | M3268786035 | CROSSHEAD BUSH,B18,UMBL-20 | NO | 1 | 3017.16 | PUMP-II | Component & Spares | ZSPR | Muzaffarpur TPS (Kanti Bijli)/ 1087
568 | Obsolete | M3268786039 | OIL SEAL,B 25,UMBL-20 | NO | 4 | 2060 | PUMP-II | Component & Spares | ZSPR | Muzaffarpur TPS (Kanti Bijli)/ 1087
569 | Obsolete | M3268786042 | WORM BEARING DE,B28,UMBL-20 | NO | 2 | 2403.32 | PUMP-II | Component & Spares | ZSPR | Muzaffarpur TPS (Kanti Bijli)/ 1087
570 | Obsolete | M3268786043 | WORM BEARING NDE,B29,UMBL-20 | NO | 2 | 2403.32 | PUMP-II | Component & Spares | ZSPR | Muzaffarpur TPS (Kanti Bijli)/ 1087
571 | Obsolete | M3268786044 | WORM SLEEVE BRG TOP,B30,UMBL-20 | NO | 1 | 2601 | PUMP-II | Component & Spares | ZSPR | Muzaffarpur TPS (Kanti Bijli)/ 1087
572 | Obsolete | M3268786045 | WORM SLEEVE BRG BTM,B31,UMBL-20 | NO | 1 | 2601 | PUMP-II | Component & Spares | ZSPR | Muzaffarpur TPS (Kanti Bijli)/ 1087
573 | Obsolete | M3268786063 | DE OIL SEAL,B50,UMBL-20 | NO | 4 | 2060 | PUMP-II | Component & Spares | ZSPR | Muzaffarpur TPS (Kanti Bijli)/ 1087
574 | Obsolete | M3268786064 | NDE OIL SEAL,B51,UMBL-20 | NO | 4 | 2060 | PUMP-II | Component & Spares | ZSPR | Muzaffarpur TPS (Kanti Bijli)/ 1087
575 | Obsolete | M3268786071 | CON ROD BIG END BUSH,B58,UMBL-20 | NO | 1 | 5149.98 | PUMP-II | Component & Spares | ZSPR | Muzaffarpur TPS (Kanti Bijli)/ 1087
576 | Obsolete | M3271086021 | SHAFT,MPL/HDSI/80/006-01,80HDSI | NO | 1 | 129081 | PUMP-II | Component & Spares | ZSPR | Muzaffarpur TPS (Kanti Bijli)/ 1087
577 | Obsolete | M3280170008 | THRUST BRG HOUSING,32,MEGHRAJ,PUMP | NO | 5 | 1375 | PUMP-II | Component & Spares | ZSPR | Muzaffarpur TPS (Kanti Bijli)/ 1087
578 | Obsolete | M3280170010 | ADJUSTING NUT,36,MEGHRAJ,PUMP,350-TAX SP | NO | 2 | 84 | PUMP-II | Component & Spares | ZSPR | Muzaffarpur TPS (Kanti Bijli)/ 1087
579 | Obsolete | M3280170012 | LINE SHAFT,16,MEGHRAJ,350-TAX SP | NO | 2 | 21080 | PUMP-II | Component & Spares | ZSPR | Muzaffarpur TPS (Kanti Bijli)/ 1087
580 | Obsolete | M3280170014 | SHAFT PIECE,19,MEGHRAJ,350-TAX SP | NO | 15 | 40500 | PUMP-II | Component & Spares | ZSPR | Muzaffarpur TPS (Kanti Bijli)/ 1087
581 | Obsolete | M3280170020 | DEFLECTOR,59,MEGHRAJ,PUMP,350-TA | NO | 2 | 54 | PUMP-II | Component & Spares | ZSPR | Muzaffarpur TPS (Kanti Bijli)/ 1087
582 | Obsolete | M3280170024 | BEARING SLEEVE,17,MEGHRAJ,PUMP | NO | 10 | 3600 | PUMP-II | Component & Spares | ZSPR | Muzaffarpur TPS (Kanti Bijli)/ 1087
583 | Obsolete | M3280170027 | SUCTION CASE BEARING,4,MEGHRAJ,PUMP | NO | 3 | 1590 | PUMP-II | Component & Spares | ZSPR | Muzaffarpur TPS (Kanti Bijli)/ 1087
584 | Obsolete | M3280170030 | SUCTION CASE,2,MEGHRAJ,350-TAX SP | NO | 3 | 186 | PUMP-II | Component & Spares | ZSPR | Muzaffarpur TPS (Kanti Bijli)/ 1087
585 | Obsolete | M3280170031 | COLUMN PIPE,14,MEGHRAJ,PUMP | SET | 3 | 868.68 | PUMP-II | Component & Spares | ZSPR | Muzaffarpur TPS (Kanti Bijli)/ 1087
586 | Obsolete | M3280170034 | IMPELLER SHAFT,12,MEGHRAJ,350 TAX (SP) | NO | 2 | 70972 | PUMP-II | Component & Spares | ZSPR | Muzaffarpur TPS (Kanti Bijli)/ 1087
587 | Obsolete | M3280170037 | BOWL BEARING,11,MEGHRAJ,PUMP,350-TAX SP | NO | 19 | 228 | PUMP-II | Component & Spares | ZSPR | Muzaffarpur TPS (Kanti Bijli)/ 1087
588 | Obsolete | M3280170045 | BRG INTER BOWL,MEGHRAJ,PUMP,350-TAX SP | NO | 11 | 462 | PUMP-II | Component & Spares | ZSPR | Muzaffarpur TPS (Kanti Bijli)/ 1087
589 | Obsolete | M3280170048 | SHAFT,MEGHRAJ,PUMP,350 - TAX(SP) | NO | 1 | 42300 | PUMP-II | Component & Spares | ZSPR | Muzaffarpur TPS (Kanti Bijli)/ 1087
590 | Obsolete | M3280170051 | KEY,P006925 B123,PUMP,350-TAX SP | NO | 2 | 28 | PUMP-II | Component & Spares | ZSPR | Muzaffarpur TPS (Kanti Bijli)/ 1087
591 | Obsolete | M3280176002 | PACKING SET,MEGHRAJ,PUMP | NO | 4 | 126 | PUMP-II | Component & Spares | ZSPR | Muzaffarpur TPS (Kanti Bijli)/ 1087
592 | Obsolete | M3282306037 | CONTROL SCREW,25-PA-22,METACHEM,PUMP | NO | 4 | 3683.12 | PUMP-II | Component & Spares | ZSPR | Muzaffarpur TPS (Kanti Bijli)/ 1087
593 | Obsolete | M3302150024 | DELETED PACKING ROPE FOR GLAND(PART NO-1 | NO | 2 | 1220 | PUMP-III | Component & Spares | ZSPR | Muzaffarpur TPS (Kanti Bijli)/ 1087
594 | Obsolete | M3324416012 | MOTOR COUPLING,8021,PUMP,P-101 | NO | 2 | 370 | PUMP-III | Component & Spares | ZSPR | Muzaffarpur TPS (Kanti Bijli)/ 1087
595 | Obsolete | M3342997661 | GLAND PACKING SET,47.3,SAM TURBO | SET | 1 | 5412.94 | PUMP-III | Component & Spares | ZSPR | Muzaffarpur TPS (Kanti Bijli)/ 1087
596 | Obsolete | M3343516040 | CASING,SAM TURBO,VO 50/300+ TCH+N | NO | 1 | 21256.53 | OTHER PUMP JYOTI | Component & Spares | ZSPR | Muzaffarpur TPS (Kanti Bijli)/ 1087
597 | Obsolete | M3343516047 | DRIVE COLUMN PIPE,72.352,SAM TURBO,PUMP | NO | 1 | 5695.81 | OTHER PUMP JYOTI | Component & Spares | ZSPR | Muzaffarpur TPS (Kanti Bijli)/ 1087
598 | Obsolete | M3343516055 | ADJUSTING SCREW,91.19,SAM TURBO,PUMP | NO | 3 | 617.34 | OTHER PUMP JYOTI | Component & Spares | ZSPR | Muzaffarpur TPS (Kanti Bijli)/ 1087
599 | Obsolete | M3354050009 | DISTANCE BUSH,1-54-0146-S&14,PUMP | NO | 24 | 34560 | PUMP-III | Component & Spares | ZSPR | Muzaffarpur TPS (Kanti Bijli)/ 1087
600 | Obsolete | M3354056001 | FELT RING,SOP 125 COAV/30 | NO | 4 | 612 | PUMP-III | Component & Spares | ZSPR | Muzaffarpur TPS (Kanti Bijli)/ 1087
601 | Obsolete | M3354056002 | KEY,PUMP,125 COAV/305 | NO | 10 | 1530 | PUMP-III | Component & Spares | ZSPR | Muzaffarpur TPS (Kanti Bijli)/ 1087
602 | Obsolete | M3354056006 | THROTTLE BUSH,125 COAV/305 | NO | 2 | 2448 | PUMP-III | Component & Spares | ZSPR | Muzaffarpur TPS (Kanti Bijli)/ 1087
603 | Obsolete | M3354056007 | SHAFT BUSHING SLEEVE,125 COAV/305 | NO | 2 | 3060 | PUMP-III | Component & Spares | ZSPR | Muzaffarpur TPS (Kanti Bijli)/ 1087
604 | Obsolete | M3354056008 | DISTANCE BUSH,125 COAV/305 | NO | 8 | 6120 | PUMP-III | Component & Spares | ZSPR | Muzaffarpur TPS (Kanti Bijli)/ 1087
605 | Obsolete | M3354056011 | PIN,COPPER,125 COAV/305 | NO | 28 | 2203.32 | PUMP-III | Component & Spares | ZSPR | Muzaffarpur TPS (Kanti Bijli)/ 1087
606 | Obsolete | M3354056012 | PIN,STEEL,125 COAV/305 | NO | 10 | 1530 | PUMP-III | Component & Spares | ZSPR | Muzaffarpur TPS (Kanti Bijli)/ 1087
607 | Obsolete | M3354056013 | STUFFING BOX BUSHING,SOP 125 COAV/305 | NO | 2 | 4080 | PUMP-III | Component & Spares | ZSPR | Muzaffarpur TPS (Kanti Bijli)/ 1087
608 | Obsolete | M3354056014 | DIFFUSER,SOP 125 COAV/305 | NO | 5 | 45900 | PUMP-III | Component & Spares | ZSPR | Muzaffarpur TPS (Kanti Bijli)/ 1087
609 | Obsolete | M3354056019 | SUCTION SIDE BUSHING,125 COAV/305 | NO | 2 | 3672 | PUMP-III | Component & Spares | ZSPR | Muzaffarpur TPS (Kanti Bijli)/ 1087
610 | Obsolete | M3354056021 | REVERSE ROTATING,SOP 125 COAV/305 | NO | 1 | 5100 | PUMP-III | Component & Spares | ZSPR | Muzaffarpur TPS (Kanti Bijli)/ 1087
611 | Obsolete | M3354056022 | DISCHARGE ELBOW,BHEL,125COAV/305 | NO | 1 | 26260.1 | PUMP-III | Component & Spares | ZSPR | Muzaffarpur TPS (Kanti Bijli)/ 1087
612 | Obsolete | M3354056023 | BRG HOUSING LANTERN,125 COAV/305 | NO | 1 | 9690 | PUMP-III | Component & Spares | ZSPR | Muzaffarpur TPS (Kanti Bijli)/ 1087
613 | Obsolete | M3354056024 | BEARING HOUSING,BHEL,125COAV/305 | NO | 1 | 6120 | PUMP-III | Component & Spares | ZSPR | Muzaffarpur TPS (Kanti Bijli)/ 1087
614 | Obsolete | M3354056027 | FELT RING,SOP 125 COAV/305 | NO | 2 | 306 | PUMP-III | Component & Spares | ZSPR | Muzaffarpur TPS (Kanti Bijli)/ 1087
615 | Obsolete | M3354056029 | COOLING COIL,125 COAV/305 | NO | 2 | 18360 | PUMP-III | Component & Spares | ZSPR | Muzaffarpur TPS (Kanti Bijli)/ 1087
616 | Obsolete | M3354056030 | SUCTION COVER,BHEL,125COAV/305 | NO | 1 | 30600 | PUMP-III | Component & Spares | ZSPR | Muzaffarpur TPS (Kanti Bijli)/ 1087
617 | Obsolete | M3354056031 | THRUST BRG HOUSING,SOP 125 COAV/305 | NO | 1 | 15300 | PUMP-III | Component & Spares | ZSPR | Muzaffarpur TPS (Kanti Bijli)/ 1087
618 | Obsolete | M3354056032 | DISCHARGE COVER,BHEL,125COAV/305 | NO | 1 | 48450 | PUMP-III | Component & Spares | ZSPR | Muzaffarpur TPS (Kanti Bijli)/ 1087
619 | Obsolete | M3358126011 | INTER BRG BRACKET,PNV 20 MATHER&PLATT | NO | 1 | 19880.94 | PUMP-III | Component & Spares | ZSPR | Muzaffarpur TPS (Kanti Bijli)/ 1087
620 | Obsolete | M3358296007 | INTERMEDIATE SHAFT,5056-A,CPV-1 | NO | 6 | 76847.88 | PUMP-III | Component & Spares | ZSPR | Muzaffarpur TPS (Kanti Bijli)/ 1087
621 | Obsolete | M3358296008 | UPPER SHAFT,5056-B,CPV-1 | NO | 2 | 20446.64 | PUMP-III | Component & Spares | ZSPR | Muzaffarpur TPS (Kanti Bijli)/ 1087
622 | Obsolete | M3358296009 | IMPELLER NUT,5057,CPV-1-100X80X400 | NO | 3 | 2427.15 | PUMP-III | Component & Spares | ZSPR | Muzaffarpur TPS (Kanti Bijli)/ 1087
623 | Obsolete | M3358296013 | LOWER BRG BRACKET,5062,CPV-1 | NO | 3 | 12673.71 | PUMP-III | Component & Spares | ZSPR | Muzaffarpur TPS (Kanti Bijli)/ 1087
624 | Obsolete | M3358296019 | UPPER BRG BRACKET,5071,CPV-1 | NO | 2 | 18681.92 | PUMP-III | Component & Spares | ZSPR | Muzaffarpur TPS (Kanti Bijli)/ 1087
625 | Obsolete | M3358296025 | SHAFT COUPLING KEY,5096A,CPV-1 | NO | 7 | 3404.45 | PUMP-III | Component & Spares | ZSPR | Muzaffarpur TPS (Kanti Bijli)/ 1087
626 | Obsolete | M3358296026 | OIL SEAL,5094,CPV-1 100X80-400 | NO | 3 | 1862.91 | PUMP-III | Component & Spares | ZSPR | Muzaffarpur TPS (Kanti Bijli)/ 1087
627 | Obsolete | M3358296031 | O-RING,5096,CPV-1-100X80X400 | NO | 8 | 835.2 | PUMP-III | Component & Spares | ZSPR | Muzaffarpur TPS (Kanti Bijli)/ 1087
628 | Obsolete | M3358296124 | SHAFT COUPLING,5696,CPV-1 | NO | 3 | 3268.5 | PUMP-III | Component & Spares | ZSPR | Muzaffarpur TPS (Kanti Bijli)/ 1087
629 | Obsolete | M3358350008 | DEFLECTOR,SU PUMPS,CPP1-100X80-250 | NO | 3 | 1581 | PUMP-III | Component & Spares | ZSPR | Muzaffarpur TPS (Kanti Bijli)/ 1087
630 | Obsolete | M3358350016 | SLEEVE RING,5543-B,SU PUMPS,PUMP | NO | 1 | 745.91 | PUMP-III | Component & Spares | ZSPR | Muzaffarpur TPS (Kanti Bijli)/ 1087
631 | Obsolete | M3358350017 | GLAND RING,5543-A,SU PUMPS,PUMP | NO | 2 | 627.24 | PUMP-III | Component & Spares | ZSPR | Muzaffarpur TPS (Kanti Bijli)/ 1087
632 | Obsolete | M3358350018 | GASKET,5519,SU PUMPS,PUMP | NO | 4 | 1340.4 | PUMP-III | Component & Spares | ZSPR | Muzaffarpur TPS (Kanti Bijli)/ 1087
633 | Obsolete | M3358350019 | SPIDER,5519,SU PUMPS,PUMP | NO | 1 | 676.82 | PUMP-III | Component & Spares | ZSPR | Muzaffarpur TPS (Kanti Bijli)/ 1087
634 | Obsolete | M3358350032 | BEARING BRACKET,5511,SU PUMPS,PUMP | NO | 2 | 19013.3 | PUMP-III | Component & Spares | ZSPR | Muzaffarpur TPS (Kanti Bijli)/ 1087
635 | Obsolete | M3358350035 | SHAFT PROT SLEEVE,5508,SU PUMPS | NO | 8 | 10981.36 | PUMP-III | Component & Spares | ZSPR | Muzaffarpur TPS (Kanti Bijli)/ 1087
636 | Obsolete | M3358350036 | CIRCLIP,5537,SU PUMPS,CPP1-100X80-250 | NO | 2 | 698.08 | PUMP-III | Component & Spares | ZSPR | Muzaffarpur TPS (Kanti Bijli)/ 1087
637 | Obsolete | M3358356002 | IMPELLER,5501,CPP1-100X80-250 | NO | 1 | 8459.4 | PUMP-III | Component & Spares | ZSPR | Muzaffarpur TPS (Kanti Bijli)/ 1087
638 | Obsolete | M3358356004 | STUFFING BOX,5503,SU PUMPS | NO | 1 | 7352.33 | PUMP-III | Component & Spares | ZSPR | Muzaffarpur TPS (Kanti Bijli)/ 1087
639 | Obsolete | M3358356006 | SHAFT,5507,SU PUMPS,CPP1-100X80-250 | NO | 1 | 6078.8 | PUMP-III | Component & Spares | ZSPR | Muzaffarpur TPS (Kanti Bijli)/ 1087
640 | Obsolete | M3358356074 | LANTERN RING,5505,SU PUMPS | NO | 2 | 3071.38 | PUMP-III | Component & Spares | ZSPR | Muzaffarpur TPS (Kanti Bijli)/ 1087
641 | Obsolete | M3358356075 | GLAND,5506,SU PUMPS,CPP1-100X80-250 | NO | 2 | 2297.08 | PUMP-III | Component & Spares | ZSPR | Muzaffarpur TPS (Kanti Bijli)/ 1087
642 | Obsolete | M3358356077 | BEARING COVER,5513,SU PUMPS | NO | 1 | 745.58 | PUMP-III | Component & Spares | ZSPR | Muzaffarpur TPS (Kanti Bijli)/ 1087
643 | Obsolete | M3358356078 | RING,5520,SU PUMPS,PUMP,CPP1-100X80-250 | NO | 4 | 1317.12 | PUMP-III | Component & Spares | ZSPR | Muzaffarpur TPS (Kanti Bijli)/ 1087
644 | Obsolete | M3358416029 | SLEEVE RING,5043B | NO | 4 | 740 | PUMP-III | Component & Spares | ZSPR | Muzaffarpur TPS (Kanti Bijli)/ 1087
645 | Obsolete | M3358506001 | IMPELLER,5401,SU MOTORS,CPP-1-RL | NO | 3 | 21900 | PUMP-III | Component & Spares | ZSPR | Muzaffarpur TPS (Kanti Bijli)/ 1087
646 | Obsolete | M3358536014 | BEARING BRACKET,8011,CPP-40X25-130 | NO | 1 | 2140 | PUMP-III | Component & Spares | ZSPR | Muzaffarpur TPS (Kanti Bijli)/ 1087
647 | Obsolete | M3358546001 | GLAND RING,5643 A,SU PUMPS | NO | 3 | 2646 | PUMP-III | Component & Spares | ZSPR | Muzaffarpur TPS (Kanti Bijli)/ 1087
648 | Obsolete | M3358716006 | UPPER SHAFT,7056-A,SU MOTORS | NO | 2 | 69243.66 | PUMP-III | Component & Spares | ZSPR | Muzaffarpur TPS (Kanti Bijli)/ 1087
649 | Obsolete | M3358716008 | INTERMEDIATE SHAFT,7056-C,SU MOTORS | NO | 3 | 77912.1 | PUMP-III | Component & Spares | ZSPR | Muzaffarpur TPS (Kanti Bijli)/ 1087
650 | Obsolete | M3358716009 | IMPELLER CAP NUT,7057,CPV-23-250X200X400 | NO | 1 | 1207.74 | PUMP-III | Component & Spares | ZSPR | Muzaffarpur TPS (Kanti Bijli)/ 1087
651 | Obsolete | M3358716011 | BUSH,7060,CPV-23-250X200X400 | NO | 9 | 33074.73 | PUMP-III | Component & Spares | ZSPR | Muzaffarpur TPS (Kanti Bijli)/ 1087
652 | Obsolete | M3358716022 | BEARING HOUSING,7073,CPV-23-250X200X400 | NO | 1 | 3768.39 | PUMP-III | Component & Spares | ZSPR | Muzaffarpur TPS (Kanti Bijli)/ 1087
653 | Obsolete | M3358716033 | SEAL,7094A,CPV-23-250X200X400 | NO | 1 | 1134.4 | PUMP-III | Component & Spares | ZSPR | Muzaffarpur TPS (Kanti Bijli)/ 1087
654 | Obsolete | M3358716034 | SHAFT COUPLING,7095,CPV-23 | NO | 1 | 5520.99 | PUMP-III | Component & Spares | ZSPR | Muzaffarpur TPS (Kanti Bijli)/ 1087
655 | Obsolete | M3358716036 | RING,7096,250X200X400,CPV-23 | NO | 1 | 0.01 | PUMP-III | Component & Spares | ZSPR | Muzaffarpur TPS (Kanti Bijli)/ 1087
656 | Obsolete | M3358996003 | IMPELLER,SU12,80MM,10/10HP | NO | 2 | 55800 | PUMP-III | Component & Spares | ZSPR | Muzaffarpur TPS (Kanti Bijli)/ 1087
657 | Obsolete | M3370146000 | PUMP ASSY,TUSHACO,RTBP-40 | NO | 3 | 114465.51 | PUMP-III | Component & Spares | ZSPR | Muzaffarpur TPS (Kanti Bijli)/ 1087
658 | Obsolete | M3370216007 | PUMP ASSY,ALLWEILER,RT-10 HBCI3L | NO | 5 | 29813.6 | PUMP-III | Component & Spares | ZSPR | Muzaffarpur TPS (Kanti Bijli)/ 1087
659 | Obsolete | M3370466003 | T3ST45/46NVSBFS2RNJEBALC:MECH. SEAL | NO | 2 | 44524.84 | PUMP-III | Component & Spares | ZSPR | Muzaffarpur TPS (Kanti Bijli)/ 1087
660 | Obsolete | M3370470005 | BALANCING BUSH,8,TUSHACO,T3S1-45/46 | NO | 4 | 19479.64 | PUMP-III | Component & Spares | ZSPR | Muzaffarpur TPS (Kanti Bijli)/ 1087
661 | Obsolete | M3370856003 | GASKET SET,21,22,24,TUSHACO,PUMP | SET | 2 | 12754.52 | PUMP-III | Component & Spares | ZSPR | Muzaffarpur TPS (Kanti Bijli)/ 1087
662 | Obsolete | M3380096012 | PIN&BUSH,VARAT,65 VWS-3 | NO | 2 | 851.64 | PUMP-III | Component & Spares | ZSPR | Muzaffarpur TPS (Kanti Bijli)/ 1087
663 | Obsolete | M3381506020 | DELETEDGLAND RETAINER 41 L4,FOR HYDRAZIN | NO | 2 | 130 | PUMP-III | Component & Spares | ZSPR | Muzaffarpur TPS (Kanti Bijli)/ 1087
664 | Obsolete | M3394086007 | BACK LINER SEAL | NO | 1 | 130462.06 | PUMP-III | Component & Spares | ZSPR | Muzaffarpur TPS (Kanti Bijli)/ 1087
665 | Obsolete | M3394660945M | DELETED Bearing (part No-34)(for above p | NO | 2 | 7569 | PUMP-III | Component & Spares | ZSPR | Muzaffarpur TPS (Kanti Bijli)/ 1087
666 | Obsolete | M3394670946M | DELETED Coupling (for above pump) | NO | 1 | 12942 | PUMP-III | Component & Spares | ZSPR | Muzaffarpur TPS (Kanti Bijli)/ 1087
667 | Obsolete | M3394680947M | DELETED Mechanical seal (part no;83)(for | NO | 2 | 25883 | PUMP-III | Component & Spares | ZSPR | Muzaffarpur TPS (Kanti Bijli)/ 1087
668 | Obsolete | M3394690948M | DELETED Safely relief valve (for above p | NO | 1 | 11843 | PUMP-III | Component & Spares | ZSPR | Muzaffarpur TPS (Kanti Bijli)/ 1087
669 | Obsolete | M3395026003 | FLEXIBLE COUPLING,WPIL,20 SPO | NO | 2 | 2250 | OTHER PUMP V.K. | Component & Spares | ZSPR | Muzaffarpur TPS (Kanti Bijli)/ 1087
670 | Obsolete | M3395226038 | DELTEDBASKETSTRAINER#321WPIL-EM12TC-IAT6 | NO | 1 | 0.01 | OTHER PUMP V.K. | Component & Spares | ZSPR | Muzaffarpur TPS (Kanti Bijli)/ 1087
671 | Obsolete | M3395236043 | KEY,CWP,56TC-HF,98/1 | NO | 6 | 6750 | OTHER PUMP V.K. | Component & Spares | ZSPR | Muzaffarpur TPS (Kanti Bijli)/ 1087
672 | Obsolete | M3395620014 | SHAFT COUPLING,BCW DRAIN SUMP PUMP | NO | 2 | 1656 | OTHER PUMP V.K. | Component & Spares | ZSPR | Muzaffarpur TPS (Kanti Bijli)/ 1087
673 | Obsolete | M3403090006M | DELETED Static Seal Assembly Plate 190 m | NO | 6 | 1260 | COMP RUSIAN _ 2BM4-2 | Component & Spares | ZSPR | Muzaffarpur TPS (Kanti Bijli)/ 1087
674 | Obsolete | M3403100007M | DELETED Static Seal Assembly Plate 190 m | NO | 6 | 1260 | COMP RUSIAN _ 2BM4-2 | Component & Spares | ZSPR | Muzaffarpur TPS (Kanti Bijli)/ 1087
675 | Obsolete | M3404800012M | DELETED Pin Solid 6.5mmx 160 mm | NO | 100 | 3200 | COMPRESSORS | Component & Spares | ZSPR | Muzaffarpur TPS (Kanti Bijli)/ 1087
676 | Obsolete | M3413940116M | DELETED Gasket Ring 201091 | NO | 1 | 1200 | COMP KG.KHOS_HA-2HA2 | Component & Spares | ZSPR | Muzaffarpur TPS (Kanti Bijli)/ 1087
677 | Obsolete | M3413950117M | DELETED O Ring M. 2746 Q | NO | 1 | 45 | COMP KG.KHOS_HA-2HA2 | Component & Spares | ZSPR | Muzaffarpur TPS (Kanti Bijli)/ 1087
678 | Obsolete | M3413960118M | DELETED O Ring A. 2916 AC | NO | 1 | 45 | COMP KG.KHOS_HA-2HA2 | Component & Spares | ZSPR | Muzaffarpur TPS (Kanti Bijli)/ 1087
679 | Obsolete | M3413970119M | DELETED O Ring A. 2916 DP | NO | 3 | 135 | COMP KG.KHOS_HA-2HA2 | Component & Spares | ZSPR | Muzaffarpur TPS (Kanti Bijli)/ 1087
680 | Obsolete | M3413980120M | DELETED O Ring A. 2916 BW | NO | 1 | 45 | COMP KG.KHOS_HA-2HA2 | Component & Spares | ZSPR | Muzaffarpur TPS (Kanti Bijli)/ 1087
681 | Obsolete | M3413990121M | DELETED O Ring A. 2916 H | NO | 1 | 45 | COMP KG.KHOS_HA-2HA2 | Component & Spares | ZSPR | Muzaffarpur TPS (Kanti Bijli)/ 1087
682 | Obsolete | M3414010123M | DELETED O Ring A. 2916 DK | NO | 3 | 135 | COMPK.G.KHOSLA_2HM2 | Component & Spares | ZSPR | Muzaffarpur TPS (Kanti Bijli)/ 1087
683 | Obsolete | M3414020124M | DELETED O Ring M. 2074 CY | NO | 3 | 135 | COMPK.G.KHOSLA_2HM2 | Component & Spares | ZSPR | Muzaffarpur TPS (Kanti Bijli)/ 1087
684 | Obsolete | M3414040126M | DELETED O Ring A. 2916 By | NO | 1 | 45 | COMPK.G.KHOSLA_2HM2 | Component & Spares | ZSPR | Muzaffarpur TPS (Kanti Bijli)/ 1087
685 | Obsolete | M3414050127M | DELETED O Ring A. 2916 DK | NO | 1 | 45 | COMPK.G.KHOSLA_2HM2 | Component & Spares | ZSPR | Muzaffarpur TPS (Kanti Bijli)/ 1087
686 | Obsolete | M3414070129M | DELETED O Ring A. 2916 DE | NO | 1 | 45 | COMPK.G.KHOSLA_2HM2 | Component & Spares | ZSPR | Muzaffarpur TPS (Kanti Bijli)/ 1087
687 | Obsolete | M3414080130M | DELETED O Ring J. 72050/9 | NO | 10 | 450 | COMPK.G.KHOSLA_2HM2 | Component & Spares | ZSPR | Muzaffarpur TPS (Kanti Bijli)/ 1087
688 | Obsolete | M3414090131M | DELETED O Ring A. 2916 JB | NO | 1 | 45 | COMPK.G.KHOSLA_2HM2 | Component & Spares | ZSPR | Muzaffarpur TPS (Kanti Bijli)/ 1087
689 | Obsolete | M3414100132M | DELETED O Ring A. 2916 FK | NO | 1 | 45 | COMPK.G.KHOSLA_2HM2 | Component & Spares | ZSPR | Muzaffarpur TPS (Kanti Bijli)/ 1087
690 | Obsolete | M3414110133M | DELETED O Ring A. 2916 BT | NO | 1 | 45 | COMPK.G.KHOSLA_2HM2 | Component & Spares | ZSPR | Muzaffarpur TPS (Kanti Bijli)/ 1087
691 | Obsolete | M3414120134M | DELETED O Ring A. 2916 CB | NO | 1 | 45 | COMPK.G.KHOSLA_2HM2 | Component & Spares | ZSPR | Muzaffarpur TPS (Kanti Bijli)/ 1087
692 | Obsolete | M3414130135M | DELETED O Ring A. 2916 HP | NO | 1 | 45 | COMPK.G.KHOSLA_2HM2 | Component & Spares | ZSPR | Muzaffarpur TPS (Kanti Bijli)/ 1087
693 | Obsolete | M3414140136M | DELETED O Ring A. 2916 CX | NO | 1 | 45 | COMPK.G.KHOSLA_2HM2 | Component & Spares | ZSPR | Muzaffarpur TPS (Kanti Bijli)/ 1087
694 | Obsolete | M3414150137M | DELETED O Ring A. 2916 BV | NO | 1 | 45 | COMPK.G.KHOSLA_2HM2 | Component & Spares | ZSPR | Muzaffarpur TPS (Kanti Bijli)/ 1087
695 | Obsolete | M3414160138M | DELETED O Ring A. 2916 DH | NO | 1 | 45 | COMPK.G.KHOSLA_2HM2 | Component & Spares | ZSPR | Muzaffarpur TPS (Kanti Bijli)/ 1087
696 | Obsolete | M3414170139M | DELETED O Ring J 72050/5 | NO | 10 | 450 | COMPK.G.KHOSLA_2HM2 | Component & Spares | ZSPR | Muzaffarpur TPS (Kanti Bijli)/ 1087
697 | Obsolete | M3414180140M | DELETED O Ring A. 2746 AS | NO | 1 | 45 | COMPK.G.KHOSLA_2HM2 | Component & Spares | ZSPR | Muzaffarpur TPS (Kanti Bijli)/ 1087
698 | Obsolete | M3414190141M | DELETED O Ring M. 2904 AW | SET | 1 | 45 | COMPK.G.KHOSLA_2HM2 | Component & Spares | ZSPR | Muzaffarpur TPS (Kanti Bijli)/ 1087
699 | Obsolete | M3414200142M | DELETED Ring Piston M. 1904 DC | SET | 1 | 2600 | COMPK.G.KHOSLA_2HM2 | Component & Spares | ZSPR | Muzaffarpur TPS (Kanti Bijli)/ 1087
700 | Obsolete | M3414210143M | DELETED Ring Piston M. 1904 GO | SET | 1 | 2600 | COMPK.G.KHOSLA_2HM2 | Component & Spares | ZSPR | Muzaffarpur TPS (Kanti Bijli)/ 1087
701 | Obsolete | M3414220144M | DELETED Gasket Ring 203420 A. | SET | 1 | 1200 | COMPK.G.KHOSLA_2HM2 | Component & Spares | ZSPR | Muzaffarpur TPS (Kanti Bijli)/ 1087
702 | Obsolete | M3414240145M | DELETED Ring Ceilling M. 2746 R | SET | 1 | 1700 | COMPK.G.KHOSLA_2HM2 | Component & Spares | ZSPR | Muzaffarpur TPS (Kanti Bijli)/ 1087
703 | Obsolete | M3414250146M | DELETED Spring Compressor 201341 | SET | 1 | 9420 | COMPK.G.KHOSLA_2HM2 | Component & Spares | ZSPR | Muzaffarpur TPS (Kanti Bijli)/ 1087
704 | Obsolete | M3414260147M | DELETED Seal M. 137 | SET | 1 | 1200 | COMPK.G.KHOSLA_2HM2 | Component & Spares | ZSPR | Muzaffarpur TPS (Kanti Bijli)/ 1087
705 | Obsolete | M3414270148M | DELETED Gasket & Housing 227434 | NO | 2 | 240 | COMPK.G.KHOSLA_2HM2 | Component & Spares | ZSPR | Muzaffarpur TPS (Kanti Bijli)/ 1087
706 | Obsolete | M3414280149M | DELETED Gasket 201351 | NO | 2 | 20 | COMPK.G.KHOSLA_2HM2 | Component & Spares | ZSPR | Muzaffarpur TPS (Kanti Bijli)/ 1087
707 | Obsolete | M3414290150M | DELETED Gasket Seal Plate | NO | 6 | 12600 | COMPK.G.KHOSLA_2HM2 | Component & Spares | ZSPR | Muzaffarpur TPS (Kanti Bijli)/ 1087
708 | Obsolete | M3414300151M | DELETED Gasket Cover Housing | NO | 2 | 5000 | COMPK.G.KHOSLA_2HM2 | Component & Spares | ZSPR | Muzaffarpur TPS (Kanti Bijli)/ 1087
709 | Obsolete | M3414310152M | DELETED Gasket Lube Transfer 212450 | NO | 1 | 4000 | COMPK.G.KHOSLA_2HM2 | Component & Spares | ZSPR | Muzaffarpur TPS (Kanti Bijli)/ 1087
710 | Obsolete | M3414320153M | DELETED Gasket Flase 215462 | NO | 1 | 3500 | COMPK.G.KHOSLA_2HM2 | Component & Spares | ZSPR | Muzaffarpur TPS (Kanti Bijli)/ 1087
711 | Obsolete | M3414330154M | DELETED Gasket Cover 213796 | NO | 1 | 3000 | COMPK.G.KHOSLA_2HM2 | Component & Spares | ZSPR | Muzaffarpur TPS (Kanti Bijli)/ 1087
712 | Obsolete | M3414340155M | DELETED Gasket Cover Plate 201413 | NO | 2 | 7000 | COMPK.G.KHOSLA_2HM2 | Component & Spares | ZSPR | Muzaffarpur TPS (Kanti Bijli)/ 1087
713 | Obsolete | M3414350156M | DELETED Gasket Elbow 204337 | NO | 1 | 3500 | COMPK.G.KHOSLA_2HM2 | Component & Spares | ZSPR | Muzaffarpur TPS (Kanti Bijli)/ 1087
714 | Obsolete | M3414360157M | DELETED Gasket Cover Tr. 216846 | NO | 1 | 3000 | COMPK.G.KHOSLA_2HM2 | Component & Spares | ZSPR | Muzaffarpur TPS (Kanti Bijli)/ 1087
715 | Obsolete | M3414370158M | DELETED Gasket 212929 | NO | 2 | 220 | COMPK.G.KHOSLA_2HM2 | Component & Spares | ZSPR | Muzaffarpur TPS (Kanti Bijli)/ 1087
716 | Obsolete | M3414380159M | DELETED Gasket 212866 | NO | 2 | 220 | COMPK.G.KHOSLA_2HM2 | Component & Spares | ZSPR | Muzaffarpur TPS (Kanti Bijli)/ 1087
717 | Obsolete | M3415436056 | SPRING,029-13487-000 | PAK | 13 | 1121597.49 | COMPRESSORS | Component & Spares | ZSPR | Muzaffarpur TPS (Kanti Bijli)/ 1087
718 | Obsolete | M3418730181M | DELETED Bricket Jokey Pully AR 324026 | SET | 3 | 1230 | COM PLNTAIR-2HB2BISN | Component & Spares | ZSPR | Muzaffarpur TPS (Kanti Bijli)/ 1087
719 | Obsolete | M3418740182M | DELETED Bricket Jokey Pully AR 3225420 | NO | 3 | 1230 | COM PLNTAIR-2HB2BISN | Component & Spares | ZSPR | Muzaffarpur TPS (Kanti Bijli)/ 1087
720 | Obsolete | M3421921018M | DELETED Gudgen Pin | NO | 9 | 108 | COMPRESSORS | Component & Spares | ZSPR | Muzaffarpur TPS (Kanti Bijli)/ 1087
721 | Obsolete | M3422060712M | DELETED Piston Half | NO | 2 | 1036 | COMPRESSORS | Component & Spares | ZSPR | Muzaffarpur TPS (Kanti Bijli)/ 1087
722 | Obsolete | M3422621019M | DELETED Crank shaft | NO | 1 | 3490 | COMPRESSORS | Component & Spares | ZSPR | Muzaffarpur TPS (Kanti Bijli)/ 1087
723 | Obsolete | M3423100001 | PISTON RING,9250,COLTRI,COMPRESSOR | NO | 106 | 45474 | COMPRESSORS | Component & Spares | ZSPR | Muzaffarpur TPS (Kanti Bijli)/ 1087
724 | Obsolete | M3425826021 | VALVE SPRING STAGE 3 | NO | 50 | 471000 | COMPRESSORS | Component & Spares | ZSPR | Muzaffarpur TPS (Kanti Bijli)/ 1087
725 | Obsolete | M3430016067 | AIR EXHAUST MUFFLER,7 204 015,COMPRESSOR | NO | 3 | 6566.64 | COMPRESSORS | Component & Spares | ZSPR | Muzaffarpur TPS (Kanti Bijli)/ 1087
726 | Obsolete | M3432950374M | DELETED Bushing Ryton for Kolt Pump | NO | 7 | 826 | COMP A/C KIRLOSKR/KC | Component & Spares | ZSPR | Muzaffarpur TPS (Kanti Bijli)/ 1087
727 | Obsolete | M3433240378M | DELETED Coller Ring 35181006069 | NO | 2 | 716 | COMP A/C KIRLOSKAR/K | Component & Spares | ZSPR | Muzaffarpur TPS (Kanti Bijli)/ 1087
728 | Obsolete | M3434110382M | DELETED Hood Flange | NO | 2 | 396 | COMPRESSORS | Component & Spares | ZSPR | Muzaffarpur TPS (Kanti Bijli)/ 1087
729 | Obsolete | M3435100404M | DELETED Rubber Leteral Locating Pegs | NO | 19 | 665 | COMP AC KIRLO/KPC/FK | Component & Spares | ZSPR | Muzaffarpur TPS (Kanti Bijli)/ 1087
730 | Obsolete | M3436100415M | DELETED Gegen Stecker | NO | 4 | 4880 | COMPRESSORS | Component & Spares | ZSPR | Muzaffarpur TPS (Kanti Bijli)/ 1087
731 | Obsolete | M3436220416M | DELETED Sounding Rod + NCF Rod | NO | 56 | 68320 | COMPRESSORS | Component & Spares | ZSPR | Muzaffarpur TPS (Kanti Bijli)/ 1087
732 | Obsolete | M3436320417M | DELETED Filter Halter | NO | 10 | 2250 | COMPRESSORS | Component & Spares | ZSPR | Muzaffarpur TPS (Kanti Bijli)/ 1087
733 | Obsolete | M3436590423M | DELETED Vapve Assy Air Gig | NO | 14 | 21980 | COMPRESSORS | Component & Spares | ZSPR | Muzaffarpur TPS (Kanti Bijli)/ 1087
734 | Obsolete | M3442616107 | SEAT RING,24005203,HAMWORTHY,COMPRESSOR | NO | 4 | 320 | COMPRESSORS | Component & Spares | ZSPR | Muzaffarpur TPS (Kanti Bijli)/ 1087
735 | Obsolete | M3448206430 | GAUGE SNUBBER 30282396 FOR 15T2 | NO | 54 | 9612 | COMPRESSORS | Component & Spares | ZSPR | Muzaffarpur TPS (Kanti Bijli)/ 1087
736 | Obsolete | M3448256046 | PIPE COUPLING,11A7W4,IR,30/234 | NO | 3 | 2130 | COMPRESSORS | Component & Spares | ZSPR | Muzaffarpur TPS (Kanti Bijli)/ 1087
737 | Obsolete | M3448306119M | DELETED Piston 7039/1 | NO | 2 | 13000 | COMPRESSORS | Component & Spares | ZSPR | Muzaffarpur TPS (Kanti Bijli)/ 1087
738 | Obsolete | M3453220004 | CYLINDER,35180181,COMPRESSOR | NO | 1 | 59055.98 | COMPRESSORS | Component & Spares | ZSPR | Muzaffarpur TPS (Kanti Bijli)/ 1087
739 | Obsolete | M3453220006 | CYLINDER,35003060,COMPRESSOR | NO | 1 | 111579.89 | COMPRESSORS | Component & Spares | ZSPR | Muzaffarpur TPS (Kanti Bijli)/ 1087
740 | Obsolete | M3453220018 | SCRAPPER RING,49047030,KG KHOSLA | NO | 4 | 5192 | COMPRESSORS | Component & Spares | ZSPR | Muzaffarpur TPS (Kanti Bijli)/ 1087
741 | Obsolete | M3453220025 | AFT COOLER ELEMNT,35190120,KPCL,2HA2TERT | NO | 1 | 170779.79 | COMPRESSORS | Component & Spares | ZSPR | Muzaffarpur TPS (Kanti Bijli)/ 1087
742 | Obsolete | M3453220027 | INTERCOOLER ELEMENT,35190160,COMPRESSOR | NO | 1 | 176472.45 | COMPRESSORS | Component & Spares | ZSPR | Muzaffarpur TPS (Kanti Bijli)/ 1087
743 | Obsolete | M3453220028 | PLATE,35338320,KG KHOSLA,COMPRESSOR | NO | 19 | 19254.98 | COMPRESSORS | Component & Spares | ZSPR | Muzaffarpur TPS (Kanti Bijli)/ 1087
744 | Obsolete | M3453220031 | OIL PUMP ASSY,35028040,COMPRESSOR | NO | 1 | 33416.09 | COMPRESSORS | Component & Spares | ZSPR | Muzaffarpur TPS (Kanti Bijli)/ 1087
745 | Obsolete | M3453220040 | CYLINDER,49099030,COMPRESSOR | NO | 1 | 35609 | COMPRESSORS | Component & Spares | ZSPR | Muzaffarpur TPS (Kanti Bijli)/ 1087
746 | Obsolete | M3453220048 | BELL SET,35112040,KPCL,2HA2TER | SET | 2 | 1838.32 | COMPRESSORS | Component & Spares | ZSPR | Muzaffarpur TPS (Kanti Bijli)/ 1087
747 | Obsolete | M3453220049 | BELL SET,35112100,KPCL,2HA2TER | SET | 2 | 10732.18 | COMPRESSORS | Component & Spares | ZSPR | Muzaffarpur TPS (Kanti Bijli)/ 1087
748 | Obsolete | M3453220055 | DEFLECTOR PLATE,35332240,KPCL,2HA2TER | NO | 2 | 3181.54 | COMPRESSORS | Component & Spares | ZSPR | Muzaffarpur TPS (Kanti Bijli)/ 1087
749 | Obsolete | M3453220057 | DELIVERY VALVE,3505008069,COMPRESSOR | NO | 2 | 10203.24 | COMPRESSORS | Component & Spares | ZSPR | Muzaffarpur TPS (Kanti Bijli)/ 1087
750 | Obsolete | M3453220058 | DELIVERY VALVE,35050040,KG KHOSLA | NO | 5 | 24416.7 | COMPRESSORS | Component & Spares | ZSPR | Muzaffarpur TPS (Kanti Bijli)/ 1087
751 | Obsolete | M3453220063 | CUSHION PLATE,35332200,2HA2TER | NO | 29 | 15007.79 | COMPRESSORS | Component & Spares | ZSPR | Muzaffarpur TPS (Kanti Bijli)/ 1087
752 | Obsolete | M3453220068 | JIB HEAD KEY,23421080,COMPRESSOR,2HA2TER | NO | 2 | 2726.16 | COMPRESSORS | Component & Spares | ZSPR | Muzaffarpur TPS (Kanti Bijli)/ 1087
753 | Obsolete | M3453220076 | MAIN BEARING SET,35110120,2HA2TER,KPCL | SET | 6 | 52568.4 | COMPRESSORS | Component & Spares | ZSPR | Muzaffarpur TPS (Kanti Bijli)/ 1087
754 | Obsolete | M3453220083 | SMALL END BUSH,35138080,COMPRESSOR | NO | 10 | 13003.2 | COMPRESSORS | Component & Spares | ZSPR | Muzaffarpur TPS (Kanti Bijli)/ 1087
755 | Obsolete | M3453220099 | FELT PIECE,37266080,COMPRESSOR,2HA2TER | NO | 64 | 5632 | COMPRESSORS | Component & Spares | ZSPR | Muzaffarpur TPS (Kanti Bijli)/ 1087
756 | Obsolete | M3453220103 | INTERNAL CIRCLIP,19074400,COMPRESSOR | NO | 4 | 215.28 | COMPRESSORS | Component & Spares | ZSPR | Muzaffarpur TPS (Kanti Bijli)/ 1087
757 | Obsolete | M3453220105 | O-RING,24541190,KPCL,2HA2TER | NO | 59 | 16548.32 | COMPRESSORS | Component & Spares | ZSPR | Muzaffarpur TPS (Kanti Bijli)/ 1087
758 | Obsolete | M3453220121 | GUDGEON PIN,49235010,COMPRESSOR,2HA2TER | NO | 7 | 13244.63 | COMPRESSORS | Component & Spares | ZSPR | Muzaffarpur TPS (Kanti Bijli)/ 1087
759 | Obsolete | M3453220152 | THRUST WASHER,23632700,KPCL,2HA2TER | PAA | 11 | 19828.71 | COMPRESSORS | Component & Spares | ZSPR | Muzaffarpur TPS (Kanti Bijli)/ 1087
760 | Obsolete | M3453220590 | PISTON RING, 185 D,P/N-35324160,FOR SAC | NO | 2 | 858 | COMPRESSORS | Component & Spares | ZSPR | Muzaffarpur TPS (Kanti Bijli)/ 1087
761 | Obsolete | M3453220786 | SPRING PLATE,35338090,KG KHOSLA,2HA2TER | NO | 44 | 22373.12 | COMPRESSORS | Component & Spares | ZSPR | Muzaffarpur TPS (Kanti Bijli)/ 1087
762 | Obsolete | M3453220796 | SUCTION VALVE ASSY,35050320,KG KHOSLA | NO | 3 | 15304.86 | COMPRESSORS | Component & Spares | ZSPR | Muzaffarpur TPS (Kanti Bijli)/ 1087
763 | Obsolete | M3453220837 | SUCTION VALVE ASSY,35050280,KG KHOSLA | NO | 4 | 18700.36 | COMPRESSORS | Component & Spares | ZSPR | Muzaffarpur TPS (Kanti Bijli)/ 1087
764 | Obsolete | M3453220923 | SPRING WASHER,2364064,KG KHOSLA,2HA2TER | NO | 36 | 6840 | COMPRESSORS | Component & Spares | ZSPR | Muzaffarpur TPS (Kanti Bijli)/ 1087
765 | Obsolete | M3453220930 | CROSS HEAD,35176040 | NO | 1 | 22508 | COMPRESSORS | Component & Spares | ZSPR | Muzaffarpur TPS (Kanti Bijli)/ 1087
766 | Obsolete | M3453220932 | CONNECTING ROD,35364040 | NO | 4 | 64545.64 | COMPRESSORS | Component & Spares | ZSPR | Muzaffarpur TPS (Kanti Bijli)/ 1087
767 | Obsolete | M3453316024 | SMALL END BEARING,3513808000,KG KHOSLA | SET | 4 | 112540 | COMPRESSORS | Component & Spares | ZSPR | Muzaffarpur TPS (Kanti Bijli)/ 1087
768 | Obsolete | M3453316028 | PACKING SET,4923101000,KG KHOSLA | SET | 1 | 5627 | COMPRESSORS | Component & Spares | ZSPR | Muzaffarpur TPS (Kanti Bijli)/ 1087
769 | Obsolete | M3555200008 | CUBICLE COOLING FAN415V 1.8AMP1390RPM | NO | 1 | 1940 | INDUSTRIAL FANS&BLOW | Component & Spares | ZSPR | Muzaffarpur TPS (Kanti Bijli)/ 1087
770 | Obsolete | M3721486002 | DELETEDGASKET(ST) V-543(G)/595&PKG(ST),S | SET | 1 | 700 | SPARES FOR VALVES | Component & Spares | ZSPR | Muzaffarpur TPS (Kanti Bijli)/ 1087
771 | Obsolete | M3723426023 | DELETEDCLAPPER HINGE PIN FOR DIAPHRAGM V | NO | 4 | 300 | SPARES FOR VALVES | Component & Spares | ZSPR | Muzaffarpur TPS (Kanti Bijli)/ 1087
772 | Obsolete | M3735486007 | DELETEDBRASS SPINDLE CI 200 NB GATE VAL | NO | 2 | 41540 | SPARES FOR VALVES | Component & Spares | ZSPR | Muzaffarpur TPS (Kanti Bijli)/ 1087
773 | Obsolete | M3753246003M | DELETED PR SEAL RING 521A81-1A, 50MM GLO | NO | 15 | 450 | SPARES FOR VALVES | Component & Spares | ZSPR | Muzaffarpur TPS (Kanti Bijli)/ 1087
774 | Obsolete | M3763516006 | DELETEDHINGE PIN,SS,AISI-316,250NB CI NR | NO | 6 | 450 | SPARES FOR VALVES | Component & Spares | ZSPR | Muzaffarpur TPS (Kanti Bijli)/ 1087
775 | Obsolete | M3764246001 | DELETEDFLAP OF50MM LABLINE FLAPTYPE CHEC | NO | 2 | 611 | SPARES FOR VALVES | Component & Spares | ZSPR | Muzaffarpur TPS (Kanti Bijli)/ 1087
776 | Obsolete | M3764306001 | DELETEDFLAP OF80MM LABLINE FLAPTYPE CHEC | NO | 2 | 1025 | SPARES FOR VALVES | Component & Spares | ZSPR | Muzaffarpur TPS (Kanti Bijli)/ 1087
777 | Obsolete | M3764366001 | DELETEDFLAP OF100MM LABLINE FLAPTYPE CHE | NO | 2 | 1429 | SPARES FOR VALVES | Component & Spares | ZSPR | Muzaffarpur TPS (Kanti Bijli)/ 1087
778 | Obsolete | M3770246009 | DELETEDRETAINING RING P.D.NO64000214 | NO | 2 | 400 | SPARES FOR VALVES | Component & Spares | ZSPR | Muzaffarpur TPS (Kanti Bijli)/ 1087
779 | Obsolete | M3781156069 | DELETEDGASKET FOR SAFETY VALVE 25NB 800L | NO | 536 | 187600 | SPARES FOR VALVES | Component & Spares | ZSPR | Muzaffarpur TPS (Kanti Bijli)/ 1087
780 | Obsolete | M3781246019 | DELETEDGASKET FOR 800LBS FCS REG SAFETY | NO | 42 | 14700 | SPARES FOR VALVES | Component & Spares | ZSPR | Muzaffarpur TPS (Kanti Bijli)/ 1087
781 | Obsolete | M3793360905M | DELETEDDELETED Flap for 125 NB Valve of | NO | 4 | 5176 | SPARES FOR VALVES | Component & Spares | ZSPR | Muzaffarpur TPS (Kanti Bijli)/ 1087
782 | Obsolete | M3799221006 | SEAT RING,FOURESS,VALVE,100MM | NO | 1 | 69120.77 | SPARES FOR VALVES | Component & Spares | ZSPR | Muzaffarpur TPS (Kanti Bijli)/ 1087
783 | Obsolete | M3799223302 | DISC,SGI,FOURESS,BFV,800MM | NO | 8 | 418724 | SPARES FOR VALVES | Component & Spares | ZSPR | Muzaffarpur TPS (Kanti Bijli)/ 1087
784 | Obsolete | M3799300901 | PLUG W/STEM,IL,VALVE,VSP-M,4IN | SET | 2 | 225616 | SPARES FOR VALVES | Component & Spares | ZSPR | Muzaffarpur TPS (Kanti Bijli)/ 1087
785 | Obsolete | M3799300903 | GASKET SET,IL,VALVE,VSP-M VA3R,4IN | SET | 3 | 63366 | SPARES FOR VALVES | Component & Spares | ZSPR | Muzaffarpur TPS (Kanti Bijli)/ 1087
786 | Obsolete | M3799301001 | PLUG W/STEM,IL,VSP(M),2IN | SET | 2 | 75496 | SPARES FOR VALVES | Component & Spares | ZSPR | Muzaffarpur TPS (Kanti Bijli)/ 1087
787 | Obsolete | M3799301003 | GASKET SET,3,IL,VALVE,VSPM | SET | 4 | 36816 | SPARES FOR VALVES | Component & Spares | ZSPR | Muzaffarpur TPS (Kanti Bijli)/ 1087
788 | Obsolete | M3799306200 | VALVE ASSY,IL,VTP(HC) | NO | 2 | 140656 | SPARES FOR VALVES | Component & Spares | ZSPR | Muzaffarpur TPS (Kanti Bijli)/ 1087
789 | Obsolete | M3799306300 | VALVE ASSY,IL,VTP,1IN,CV10,CL300 | NO | 4 | 260544 | SPARES FOR VALVES | Component & Spares | ZSPR | Muzaffarpur TPS (Kanti Bijli)/ 1087
790 | Obsolete | M3799351300 | COMPLETE VALVE ASSY,S12+0300+104,EX-117 | NO | 1 | 87500 | SPARES FOR VALVES | Component & Spares | ZSPR | Muzaffarpur TPS (Kanti Bijli)/ 1087
791 | Obsolete | M3799351500 | FIG02.3:#2500:DN25(S)/40(S):F22:V/V ASSY | NO | 1 | 87500 | SPARES FOR VALVES | Component & Spares | ZSPR | Muzaffarpur TPS (Kanti Bijli)/ 1087
792 | Obsolete | M3799351700 | COMPLETE VALVE ASSY,S12+0300+106,EX-129 | NO | 1 | 75000 | SPARES FOR VALVES | Component & Spares | ZSPR | Muzaffarpur TPS (Kanti Bijli)/ 1087
793 | Obsolete | M3799351900 | FIG02.3:#2500:DN25(S)/40(S):A105:V/V ASY | NO | 1 | 75000 | SPARES FOR VALVES | Component & Spares | ZSPR | Muzaffarpur TPS (Kanti Bijli)/ 1087
794 | Obsolete | M3799352000 | FIG02.3:#2500:DN25(S)/40(S):A105:V/V ASY | NO | 2 | 150000 | SPARES FOR VALVES | Component & Spares | ZSPR | Muzaffarpur TPS (Kanti Bijli)/ 1087
795 | Obsolete | M3799380207 | BALANCE SEAL,KOSO,VALVE,37-78101,100NB | NO | 3 | 164593.86 | SPARES FOR VALVES | Component & Spares | ZSPR | Muzaffarpur TPS (Kanti Bijli)/ 1087
796 | Obsolete | M3799980621 | VALVE TRIM,1792545,IL,VSN,2IN,CL2500 | NO | 1 | 51250 | SPARES FOR VALVES | Component & Spares | ZSPR | Muzaffarpur TPS (Kanti Bijli)/ 1087
797 | Obsolete | M4501840001M | DELETED Adjusting Plug | NO | 3 | 132 | BOILER 60 TO 110 MW | Component & Spares | ZSPR | Muzaffarpur TPS (Kanti Bijli)/ 1087
798 | Obsolete | M4502731166M | DELETED Adjusting Ring pin lower | NO | 3 | 6 | BOILER 60 TO 110 MW | Component & Spares | ZSPR | Muzaffarpur TPS (Kanti Bijli)/ 1087
799 | Obsolete | M4502771168M | DELETED Stationery Povit Pin | NO | 9 | 252 | BOILER 60 TO 110 MW | Component & Spares | ZSPR | Muzaffarpur TPS (Kanti Bijli)/ 1087
800 | Obsolete | M4502811171M | DELETED Support Bearing housing cover t | NO | 6541 | 6541 | BOILER 60 TO 110 MW | Component & Spares | ZSPR | Muzaffarpur TPS (Kanti Bijli)/ 1087
801 | Obsolete | M4502941177M | DELETED Dise for Gate Valve | NO | 1678 | 3356 | BOILER 60 TO 110 MW | Component & Spares | ZSPR | Muzaffarpur TPS (Kanti Bijli)/ 1087
802 | Obsolete | M4502981180M | DELETED Sealing Tube Assembly | NO | 18191 | 18191 | BOILER 60 TO 110 MW | Component & Spares | ZSPR | Muzaffarpur TPS (Kanti Bijli)/ 1087
803 | Obsolete | M4503111181M | DELETED Sleev | NO | 1 | 96 | BOILER 60 TO 110 MW | Component & Spares | ZSPR | Muzaffarpur TPS (Kanti Bijli)/ 1087
804 | Obsolete | M4503160008M | DELETED Tie Lug 12x 12x 75 mm | NO | 30 | 1350 | BOILER 60 TO 110 MW | Component & Spares | ZSPR | Muzaffarpur TPS (Kanti Bijli)/ 1087
805 | Obsolete | M4503391190M | DELETED Off Set Bend Diff. Size & Type | NO | 1503 | 177354 | BOILER 60 TO 110 MW | Component & Spares | ZSPR | Muzaffarpur TPS (Kanti Bijli)/ 1087
806 | Obsolete | M4503511202M | DELETED Casset Battle (W.size) | NO | 1531 | 39806 | BOILER 60 TO 110 MW | Component & Spares | ZSPR | Muzaffarpur TPS (Kanti Bijli)/ 1087
807 | Obsolete | M4503521203M | DELETED Casset Battle 3.15x 61x 403 | NO | 1433 | 71650 | BOILER 60 TO 110 MW | Component & Spares | ZSPR | Muzaffarpur TPS (Kanti Bijli)/ 1087
808 | Obsolete | M4503561207M | DELETED Casset Battle 2.5x 832.5x 1093 | NO | 1455 | 72750 | BOILER 60 TO 110 MW | Component & Spares | ZSPR | Muzaffarpur TPS (Kanti Bijli)/ 1087
809 | Obsolete | M4503571208M | DELETED Casset Battle 2.5x 572x 832.5 | NO | 1435 | 179375 | BOILER 60 TO 110 MW | Component & Spares | ZSPR | Muzaffarpur TPS (Kanti Bijli)/ 1087
810 | Obsolete | M4503631209M | DELETED I.G.V. Blade | NO | 65 | 5070 | BOILER 60 TO 110 MW | Component & Spares | ZSPR | Muzaffarpur TPS (Kanti Bijli)/ 1087
811 | Obsolete | M4503731211M | DELETED Anti Size Spray (All expired) | NO | 246 | 984 | BOILER 60 TO 110 MW | Component & Spares | ZSPR | Muzaffarpur TPS (Kanti Bijli)/ 1087
812 | Obsolete | M4503831217M | DELETED Bowl Hub Tapper | NO | 76797 | 153594 | BOILER 60 TO 110 MW | Component & Spares | ZSPR | Muzaffarpur TPS (Kanti Bijli)/ 1087
813 | Obsolete | M4503851218M | DELETED Bran Bush for Diaphram Valve siz | NO | 1965 | 9825 | BOILER 60 TO 110 MW | Component & Spares | ZSPR | Muzaffarpur TPS (Kanti Bijli)/ 1087
814 | Obsolete | M4503861219M | DELETED Bran Bush for Diaphram Valve siz | NO | 1365 | 6825 | BOILER 60 TO 110 MW | Component & Spares | ZSPR | Muzaffarpur TPS (Kanti Bijli)/ 1087
815 | Obsolete | M4503871220M | DELETED Bull Ring Retaining Ring | NO | 189 | 1701 | BOILER 60 TO 110 MW | Component & Spares | ZSPR | Muzaffarpur TPS (Kanti Bijli)/ 1087
816 | Obsolete | M4503891221M | DELETED Bladed Plug 2" | NO | 259 | 2999.22 | BOILER 60 TO 110 MW | Component & Spares | ZSPR | Muzaffarpur TPS (Kanti Bijli)/ 1087
817 | Obsolete | M4503901222M | DELETED Rubber Bumpher (Small) | NO | 27 | 0 | BOILER 60 TO 110 MW | Component & Spares | ZSPR | Muzaffarpur TPS (Kanti Bijli)/ 1087
818 | Obsolete | M4503911223M | DELETED Bowl Hub Comping Ring aly | NO | 3214 | 12856 | BOILER 60 TO 110 MW | Component & Spares | ZSPR | Muzaffarpur TPS (Kanti Bijli)/ 1087
819 | Obsolete | M4503991228M | DELETED Cylenderical Pin (Style - 2) | NO | 218 | 3924 | BOILER 60 TO 110 MW | Component & Spares | ZSPR | Muzaffarpur TPS (Kanti Bijli)/ 1087
820 | Obsolete | M4504071231M | DELETED Deflecter Block for Fuel Inlet | NO | 1691 | 104842 | BOILER 60 TO 110 MW | Component & Spares | ZSPR | Muzaffarpur TPS (Kanti Bijli)/ 1087
821 | Obsolete | M4504081232M | DELETED Deflecter Hinge Shaft | NO | 1406 | 181374 | BOILER 60 TO 110 MW | Component & Spares | ZSPR | Muzaffarpur TPS (Kanti Bijli)/ 1087
822 | Obsolete | M4504431245M | DELETED Journal Tube Assembly | NO | 1 | 535 | BOILER 60 TO 110 MW | Component & Spares | ZSPR | Muzaffarpur TPS (Kanti Bijli)/ 1087
823 | Obsolete | M4504590011M | DELETED Lock Collect with 4Nos. Balt of | NO | 4 | 6200 | BOILER 60 TO 110 MW | Component & Spares | ZSPR | Muzaffarpur TPS (Kanti Bijli)/ 1087
824 | Obsolete | M4505100535 | U-CLAMP:SPARE OF MECHANICAL SEAL | ST | 1 | 190 | BOILER DRUM | Component & Spares | ZSPR | Muzaffarpur TPS (Kanti Bijli)/ 1087
825 | Obsolete | M4505390013M | DELETED Upper cover assembly | NO | 4 | 1144 | BOILER DRUM | Component & Spares | ZSPR | Muzaffarpur TPS (Kanti Bijli)/ 1087
826 | Obsolete | M4505480014M | DELETED Worm Gear only (new) | NO | 1 | 61370 | BOILER DRUM | Component & Spares | ZSPR | Muzaffarpur TPS (Kanti Bijli)/ 1087
827 | Obsolete | M4505551249M | DELETED Wear Plate | NO | 9 | 2359.98 | BOILER DRUM | Component & Spares | ZSPR | Muzaffarpur TPS (Kanti Bijli)/ 1087
828 | Obsolete | M4509240075M | DELETED Tail Snub Pully Set Camp without | SET | 2 | 3500 | BOILER 60 TO 110 MW | Component & Spares | ZSPR | Muzaffarpur TPS (Kanti Bijli)/ 1087
829 | Obsolete | M4509281261M | DELETED Spherical Coller for 10 fcu | NO | 62 | 6820 | BOILER 60 TO 110 MW | Component & Spares | ZSPR | Muzaffarpur TPS (Kanti Bijli)/ 1087
830 | Obsolete | M4510000086M | DELETED Sporting Ring (Steam Cooler Spac | NO | 6 | 4152 | BOILER 60 TO 110 MW | Component & Spares | ZSPR | Muzaffarpur TPS (Kanti Bijli)/ 1087
831 | Obsolete | M4515156009 | EROSION SHIELD,TTPS/FES/MECH/618/08 | NO | 2 | 2050 | BOILER 60 TO 110 MW | Component & Spares | ZSPR | Muzaffarpur TPS (Kanti Bijli)/ 1087
832 | Obsolete | M4517156009 | GASKET SET,12B7100X012,FISHER SANMAR | SET | 2 | 220 | BOILER 60 TO 110 MW | Component & Spares | ZSPR | Muzaffarpur TPS (Kanti Bijli)/ 1087
833 | Obsolete | M4519050001M | DELETED Boiler Tube 48mm & Below | M | 257 | 340525 | BOILER 60 TO 110 MW | Component & Spares | ZSPR | Muzaffarpur TPS (Kanti Bijli)/ 1087
834 | Obsolete | M4520100138 | RIGHT FIN,BHEL,50X6MM,SCW | KG | 580 | 81687.2 | BOILER TUBES | Component & Spares | ZSPR | Muzaffarpur TPS (Kanti Bijli)/ 1087
835 | Obsolete | M4520150065 | PLAIN CLIP,10X64X103MM | NO | 124 | 3472 | BOILER TUBES | Component & Spares | ZSPR | Muzaffarpur TPS (Kanti Bijli)/ 1087
836 | Obsolete | M4521406003 | SPIRAL WOUND GASKET,9 | NO | 200 | 54926 | BOILER 60 TO 110 MW | Component & Spares | ZSPR | Muzaffarpur TPS (Kanti Bijli)/ 1087
837 | Obsolete | M4521406011 | VALVE HEAD ASSY,TP 720201020300,BHEL | NO | 42 | 8820 | BOILER 60 TO 110 MW | Component & Spares | ZSPR | Muzaffarpur TPS (Kanti Bijli)/ 1087
838 | Obsolete | M4521406045 | AIR VALVE,TP 720001079239 | NO | 20 | 147284 | BOILER 60 TO 110 MW | Component & Spares | ZSPR | Muzaffarpur TPS (Kanti Bijli)/ 1087
839 | Obsolete | M4524050428 | GASKET,VLV,BOILER,C800GLVSWHWA105SST | NO | 2 | 5312.16 | BOLR FITTINGS& MOUNT | Component & Spares | ZSPR | Muzaffarpur TPS (Kanti Bijli)/ 1087
840 | Obsolete | M4524050710 | GASKET,(C300,10(GV-BW-MO-W+,VLV,BOILER | NO | 1 | 82.04 | BOLR FITTINGS& MOUNT | Component & Spares | ZSPR | Muzaffarpur TPS (Kanti Bijli)/ 1087
841 | Obsolete | M4524050765 | GASKET,200MM,SOFT IRON,VLV,BOILER,100MW | NO | 1 | 5660.17 | BOLR FITTINGS& MOUNT | Component & Spares | ZSPR | Muzaffarpur TPS (Kanti Bijli)/ 1087
842 | Obsolete | M4524050817 | GASKET,BOILER,SOFT IRON,F/VALVE | NO | 1 | 991.84 | BOLR FITTINGS& MOUNT | Component & Spares | ZSPR | Muzaffarpur TPS (Kanti Bijli)/ 1087
843 | Obsolete | M4524050914 | GASKET,16IN,VLV,BOILER,100MW | NO | 3 | 339.3 | BOLR FITTINGS& MOUNT | Component & Spares | ZSPR | Muzaffarpur TPS (Kanti Bijli)/ 1087
844 | Obsolete | M4524051616 | SPIRAL WOUND GASKET,16IN,VLV,BOILER | NO | 1 | 2621.74 | BOLR FITTINGS& MOUNT | Component & Spares | ZSPR | Muzaffarpur TPS (Kanti Bijli)/ 1087
845 | Obsolete | M4524052099 | COMP VALVE ASSY,BOILER,C1500 | NO | 1 | 410 | BOLR FITTINGS& MOUNT | Component & Spares | ZSPR | Muzaffarpur TPS (Kanti Bijli)/ 1087
846 | Obsolete | M4524052105 | GASKET,(C800,1(RV-SW-MO-A1+,VLV,BOILER | NO | 2 | 251.08 | BOLR FITTINGS& MOUNT | Component & Spares | ZSPR | Muzaffarpur TPS (Kanti Bijli)/ 1087
847 | Obsolete | M4524052840 | COMP VALVE ASSY,GLVC800SWHWA105SST,2IN | NO | 23 | 12730.96 | BOLR FITTINGS& MOUNT | Component & Spares | ZSPR | Muzaffarpur TPS (Kanti Bijli)/ 1087
848 | Obsolete | M4524053126 | ACTR DIAPH,BOILER,VA4R(9817168,69,70) | NO | 1 | 620 | BOLR FITTINGS& MOUNT | Component & Spares | ZSPR | Muzaffarpur TPS (Kanti Bijli)/ 1087
849 | Obsolete | M4524053203 | DELETEDSEAT RING FOR 1V 38 | NO | 2 | 1240 | BOLR FITTINGS& MOUNT | Component & Spares | ZSPR | Muzaffarpur TPS (Kanti Bijli)/ 1087
850 | Obsolete | M4524053481 | DRIVE SHAFT,35-PA-04,MC-3R | NO | 4 | 31377.12 | BOLR FITTINGS& MOUNT | Component & Spares | ZSPR | Muzaffarpur TPS (Kanti Bijli)/ 1087
851 | Obsolete | M4524056008 | YOKE BUSH | NO | 26 | 40225.12 | BOLR FITTINGS& MOUNT | Component & Spares | ZSPR | Muzaffarpur TPS (Kanti Bijli)/ 1087
852 | Obsolete | M4524056173 | PLUG,W/STEM,F/11 ATA CONTROL VALVE | NO | 6 | 8010 | BOLR FITTINGS& MOUNT | Component & Spares | ZSPR | Muzaffarpur TPS (Kanti Bijli)/ 1087
853 | Obsolete | M4524056215 | YOKE BUSHING,GLOBE VLV,2IN,FCS,CL800 | NO | 4 | 4100 | BOLR FITTINGS& MOUNT | Component & Spares | ZSPR | Muzaffarpur TPS (Kanti Bijli)/ 1087
854 | Obsolete | M4524056231 | YOKE BUSHING,F/GLOBE VALVE,1.1/2IN | NO | 40 | 29490 | BOLR FITTINGS& MOUNT | Component & Spares | ZSPR | Muzaffarpur TPS (Kanti Bijli)/ 1087
855 | Obsolete | M4524100094 | SPNDLE WTH DISK SAFTY RELIEF VLV 1910 | NO | 2 | 344 | BOLR FITTINGS& MOUNT | Component & Spares | ZSPR | Muzaffarpur TPS (Kanti Bijli)/ 1087
856 | Obsolete | M4524200197 | OUTLET VENTURI,MODIFIED-TALL TOP | NO | 3 | 116073 | BOLR FITTINGS& MOUNT | Component & Spares | ZSPR | Muzaffarpur TPS (Kanti Bijli)/ 1087
857 | Obsolete | M4524256019 | PACKING RINGS | SET | 11 | 10182.37 | BOLR FITTINGS& MOUNT | Component & Spares | ZSPR | Muzaffarpur TPS (Kanti Bijli)/ 1087
858 | Obsolete | M4525050066 | SEAT BUSHING,ELECTRAMATIC | NO | 1 | 72 | SAFETY V/V & VENTS | Component & Spares | ZSPR | Muzaffarpur TPS (Kanti Bijli)/ 1087
859 | Obsolete | M4525056048 | STEM,5114006724999/028 | NO | 4 | 8436 | SAFETY V/V & VENTS | Component & Spares | ZSPR | Muzaffarpur TPS (Kanti Bijli)/ 1087
860 | Obsolete | M4526511295M | DELETED Seat Ring | NO | 3 | 1860 | BOILER 60 TO 110 MW | Component & Spares | ZSPR | Muzaffarpur TPS (Kanti Bijli)/ 1087
861 | Obsolete | M4527071020M | DELETED Adjusting Ring Lower/ Upper (297 | NO | 30 | 4350 | SUPER HEATER SYSTEM | Component & Spares | ZSPR | Muzaffarpur TPS (Kanti Bijli)/ 1087
862 | Obsolete | M4527080009M | DELETED Steam cooled wall tube 44.5x4.5 | M | 194 | 139030.1 | SUPER HEATER SYSTEM | Component & Spares | ZSPR | Muzaffarpur TPS (Kanti Bijli)/ 1087
863 | Obsolete | M4527086013 | DMW SPOOL PIECE,BHEL,BOILER,110MW | NO | 10 | 80926.7 | SUPER HEATER SYSTEM | Component & Spares | ZSPR | Muzaffarpur TPS (Kanti Bijli)/ 1087
864 | Obsolete | M4528150333M | DELETED Slide Plate (SS 304) for 12" Kni | NO | 2 | 170 | BOILER 60 TO 110 MW | Component & Spares | ZSPR | Muzaffarpur TPS (Kanti Bijli)/ 1087
865 | Obsolete | M4541106005 | OIL GUN NOZZLE,ACOG-02 | NO | 9 | 1591581.33 | BOILER 60 TO 110 MW | Component & Spares | ZSPR | Muzaffarpur TPS (Kanti Bijli)/ 1087
866 | Obsolete | M4545226010 | O-RING,450318810000,BHEL,BOILER,110MW | NO | 2 | 0.02 | BOILER 60 TO 110 MW | Component & Spares | ZSPR | Muzaffarpur TPS (Kanti Bijli)/ 1087
867 | Obsolete | M4550016002M | DELETED Support Bearing Housing Cover | NO | 1 | 1820 | BOILER 60 TO 110 MW | Component & Spares | ZSPR | Muzaffarpur TPS (Kanti Bijli)/ 1087
868 | Obsolete | M4550036001M | DELETED Gear Type Air Motor | NO | 1 | 2890 | BOILER 60 TO 110 MW | Component & Spares | ZSPR | Muzaffarpur TPS (Kanti Bijli)/ 1087
869 | Obsolete | M4560200136 | SHAFT SEAL RING,607130001,VOITH | NO | 10 | 5440 | BOILER AUXILIARIES | Component & Spares | ZSPR | Muzaffarpur TPS (Kanti Bijli)/ 1087
870 | Obsolete | M4561056033 | PRESS SPRING SEAT,VA613620923001M,BHEL | NO | 14 | 56077.14 | BOILER 60 TO 110 MW | Component & Spares | ZSPR | Muzaffarpur TPS (Kanti Bijli)/ 1087
871 | Obsolete | M4561056088 | M.D.V BODY,VA614628013001,XRP-623 | NO | 31 | 1314843.92 | BOILER 60 TO 110 MW | Component & Spares | ZSPR | Muzaffarpur TPS (Kanti Bijli)/ 1087
872 | Obsolete | M4561056112 | PLUG,0240114,BOILER,XRP-623 | NO | 296 | 549746 | BOILER 60 TO 110 MW | Component & Spares | ZSPR | Muzaffarpur TPS (Kanti Bijli)/ 1087
873 | Obsolete | M4561056179 | SPLIT OIL SEAL,XRP-623 | NO | 1 | 19780 | BOILER 60 TO 110 MW | Component & Spares | ZSPR | Muzaffarpur TPS (Kanti Bijli)/ 1087
874 | Obsolete | M4561056200 | INNER CONE,XRP-623 | NO | 8915 | 53490 | BOILER 60 TO 110 MW | Component & Spares | ZSPR | Muzaffarpur TPS (Kanti Bijli)/ 1087
875 | Obsolete | M4561056207M | DELETED Maim shaft with key & L Nut for | NO | 224271 | 224271 | BOILER 60 TO 110 MW | Component & Spares | ZSPR | Muzaffarpur TPS (Kanti Bijli)/ 1087
876 | Obsolete | M4561056208 | OUTLET VENTURI,HY 63622593001,XRP-623 | NO | 2 | 69090.52 | BOILER 60 TO 110 MW | Component & Spares | ZSPR | Muzaffarpur TPS (Kanti Bijli)/ 1087
877 | Obsolete | M4561056220 | PUMP HOUSING COVER,HY611628813001 | NO | 4 | 0 | BOILER 60 TO 110 MW | Component & Spares | ZSPR | Muzaffarpur TPS (Kanti Bijli)/ 1087
878 | Obsolete | M4561056281 | THRUST BRG GUARD NUT,HY 613628233001 | NO | 17 | 0 | BOILER 60 TO 110 MW | Component & Spares | ZSPR | Muzaffarpur TPS (Kanti Bijli)/ 1087
879 | Obsolete | M4561056349 | UPPER BRG HSG COVER,9,BOWL MILL,BOILER | NO | 4 | 6115.2 | BOILER 60 TO 110 MW | Component & Spares | ZSPR | Muzaffarpur TPS (Kanti Bijli)/ 1087
880 | Obsolete | M4565056045 | WORM SHAFT OIL SEAL,9 | NO | 19 | 1473.64 | BOILER 60 TO 110 MW | Component & Spares | ZSPR | Muzaffarpur TPS (Kanti Bijli)/ 1087
881 | Obsolete | M4574020001 | SUPPORT INSULATOR,73-805 DU-002 | NO | 12 | 293672.4 | BOILER 60 TO 110 MW | Component & Spares | ZSPR | Muzaffarpur TPS (Kanti Bijli)/ 1087
882 | Obsolete | M4574020007 | SHAFT INSULATOR,39830611000 REV-01,BHEL | NO | 26 | 454534.34 | BOILER 60 TO 110 MW | Component & Spares | ZSPR | Muzaffarpur TPS (Kanti Bijli)/ 1087
883 | Obsolete | M4574360010 | AUXILIARY RELAY,4R-3-24,OEN,BOILER | NO | 1 | 12186.65 | BOILER 60 TO 110 MW | Component & Spares | ZSPR | Muzaffarpur TPS (Kanti Bijli)/ 1087
884 | Obsolete | M4574370001 | THERMOSTAT,LANDIS GYR,BOILER,60-110MW | NO | 2 | 1396 | BOILER 60 TO 110 MW | Component & Spares | ZSPR | Muzaffarpur TPS (Kanti Bijli)/ 1087
885 | Obsolete | M4574370023 | DIAL THERMOMETER,5630AL0248,BOILER | NO | 1 | 5578 | BOILER 60 TO 110 MW | Component & Spares | ZSPR | Muzaffarpur TPS (Kanti Bijli)/ 1087
886 | Obsolete | M4574376001 | SWITCH GEAR,1-00-114-27570,WIN POWER | NO | 9 | 23183.19 | BOILER 60 TO 110 MW | Component & Spares | ZSPR | Muzaffarpur TPS (Kanti Bijli)/ 1087
887 | Obsolete | M4574376002 | SWITCH GEAR,1-00-114-27570,WIN POWER | NO | 11 | 14167.45 | BOILER 60 TO 110 MW | Component & Spares | ZSPR | Muzaffarpur TPS (Kanti Bijli)/ 1087
888 | Obsolete | M4574376003 | SWITCH GEAR,1-00-114-27570,WIN POWER | NO | 5 | 3219.9 | BOILER 60 TO 110 MW | Component & Spares | ZSPR | Muzaffarpur TPS (Kanti Bijli)/ 1087
889 | Obsolete | M4574376004 | SWITCH GEAR,1-00-114-27570,WIN POWER | NO | 5 | 5151.8 | BOILER 60 TO 110 MW | Component & Spares | ZSPR | Muzaffarpur TPS (Kanti Bijli)/ 1087
890 | Obsolete | M4574376005 | SWITCH GEAR,1-00-114-27570,WIN POWER | NO | 5 | 5151.8 | BOILER 60 TO 110 MW | Component & Spares | ZSPR | Muzaffarpur TPS (Kanti Bijli)/ 1087
891 | Obsolete | M4574376006 | SWITCH GEAR,1-00-114-27570,WIN POWER | NO | 5 | 5151.8 | BOILER 60 TO 110 MW | Component & Spares | ZSPR | Muzaffarpur TPS (Kanti Bijli)/ 1087
892 | Obsolete | M4574376007 | SWITCH GEAR,1-00-114-27570,WIN POWER | NO | 5 | 6439.75 | BOILER 60 TO 110 MW | Component & Spares | ZSPR | Muzaffarpur TPS (Kanti Bijli)/ 1087
893 | Obsolete | M4574376008 | SWITCH GEAR,1-00-114-27570,WIN POWER | NO | 9 | 2318.31 | BOILER 60 TO 110 MW | Component & Spares | ZSPR | Muzaffarpur TPS (Kanti Bijli)/ 1087
894 | Obsolete | M4574376009 | SWITCH GEAR,1-00-114-27570,WIN POWER | NO | 9 | 2897.91 | BOILER 60 TO 110 MW | Component & Spares | ZSPR | Muzaffarpur TPS (Kanti Bijli)/ 1087
895 | Obsolete | M4574376010 | SWITCH GEAR,1-00-114-27570,WIN POWER | NO | 5 | 3863.85 | BOILER 60 TO 110 MW | Component & Spares | ZSPR | Muzaffarpur TPS (Kanti Bijli)/ 1087
896 | Obsolete | M4574376011 | SWITCH GEAR,1-00-114-27570,WIN POWER | NO | 4 | 2575.92 | BOILER 60 TO 110 MW | Component & Spares | ZSPR | Muzaffarpur TPS (Kanti Bijli)/ 1087
897 | Obsolete | M4574376012 | SWITCH GEAR,1-00-114-27570,WIN POWER | M | 50 | 12879.5 | BOILER 60 TO 110 MW | Component & Spares | ZSPR | Muzaffarpur TPS (Kanti Bijli)/ 1087
898 | Obsolete | M4574376013 | SWITCH GEAR,1-00-114-27570,WIN POWER | M | 29 | 11205.31 | BOILER 60 TO 110 MW | Component & Spares | ZSPR | Muzaffarpur TPS (Kanti Bijli)/ 1087
899 | Obsolete | M4598080978M | DELETED Separator body liner I | NO | 6 | 16575 | BOILER 60 TO 110 MW | Component & Spares | ZSPR | Muzaffarpur TPS (Kanti Bijli)/ 1087
900 | Obsolete | M4598090979M | DELETED Separator body liner II | NO | 6 | 16699.98 | BOILER 60 TO 110 MW | Component & Spares | ZSPR | Muzaffarpur TPS (Kanti Bijli)/ 1087
901 | Obsolete | M4598100980M | DELETED Separator body liner IV | NO | 6 | 12847.86 | BOILER 60 TO 110 MW | Component & Spares | ZSPR | Muzaffarpur TPS (Kanti Bijli)/ 1087
902 | Obsolete | M4598190981M | DELETED Separator body liner III | NO | 45 | 120724.2 | BOILER 60 TO 110 MW | Component & Spares | ZSPR | Muzaffarpur TPS (Kanti Bijli)/ 1087
903 | Obsolete | M4604010134 | DELETEDPLATEN SH TUBE 47.63X8 SA213 T22 | M | 44 | 88139.92 | BOILER DRUM | Component & Spares | ZSPR | Muzaffarpur TPS (Kanti Bijli)/ 1087
904 | Obsolete | M4604010135 | DELETEDPLATEN SH TUBE DIA 47.63X10, SA-2 | M | 94 | 428156.84 | BOILER DRUM | Component & Spares | ZSPR | Muzaffarpur TPS (Kanti Bijli)/ 1087
905 | Obsolete | M4604020020 | YOKE PLATE,BOILER,200/210MW | NO | 4 | 2780 | BOILER DRUM | Component & Spares | ZSPR | Muzaffarpur TPS (Kanti Bijli)/ 1087
906 | Obsolete | M4606016070 | WATER WALL BLOWER | NO | 20 | 196136 | WATERWALL/RISER | Component & Spares | ZSPR | Muzaffarpur TPS (Kanti Bijli)/ 1087
907 | Obsolete | M4611010880 | Deleted TUBE BEND SA-213 T22 D51X10 R-90 | NO | 9 | 52166.25 | SUPER HEATER | Component & Spares | ZSPR | Muzaffarpur TPS (Kanti Bijli)/ 1087
908 | Obsolete | M4612206125 | TUBE D 47.63 X 6-SA213T91 | M | 44 | 185724 | SUPER HEATER COMPONE | Component & Spares | ZSPR | Muzaffarpur TPS (Kanti Bijli)/ 1087
909 | Obsolete | M4617506009 | TIE LUG PLATE,12X12X75MM,A387-B | NO | 30 | 21960 | RE - HEATER COMPONEN | Component & Spares | ZSPR | Muzaffarpur TPS (Kanti Bijli)/ 1087
910 | Obsolete | M4624056159 | GLOBE VALVE,BOILER | NO | 9 | 15381 | BOLR MOUNTINGS & FIT | Component & Spares | ZSPR | Muzaffarpur TPS (Kanti Bijli)/ 1087
911 | Obsolete | M4641350141 | DELETEDGUN ENGAGEMENT LIMIT SWITCH TP9.. | NO | 6 | 1680 | OIL BURNER & SUPPLY | Component & Spares | ZSPR | Muzaffarpur TPS (Kanti Bijli)/ 1087
912 | Obsolete | M4656016071 | AUXILIARY SEAL KIT,432181,DODGE | NO | 4 | 13655.36 | P.A. FAN | Component & Spares | ZSPR | Muzaffarpur TPS (Kanti Bijli)/ 1087
913 | Obsolete | M4656026005 | MECHANICAL SEAL ASSY.FOR PA & FD FAN LOP | NO | 4 | 31202.52 | P.A. FAN | Component & Spares | ZSPR | Muzaffarpur TPS (Kanti Bijli)/ 1087
914 | Obsolete | M4661010126 | FALCON SPLIT SLEEVE, OIL SEAL PORTION | NO | 50 | 540204 | BOWL MILLS/COAL MILL | Component & Spares | ZSPR | Muzaffarpur TPS (Kanti Bijli)/ 1087
915 | Obsolete | M4661046066M | DELETED Worm Shaft with worm gear coupli | SET | 1 | 790400 | BOWL MILLS/COAL MILL | Component & Spares | ZSPR | Muzaffarpur TPS (Kanti Bijli)/ 1087
916 | Obsolete | M4706026091 | SPACER TUBE BEND,BHEL | NO | 9 | 29511.18 | WATER WALLS | Component & Spares | ZSPR | Muzaffarpur TPS (Kanti Bijli)/ 1087
917 | Obsolete | M4719016030 | INNER U-BEND,2,BOILER,500MW | NO | 9 | 92210.13 | ECONOMISER | Component & Spares | ZSPR | Muzaffarpur TPS (Kanti Bijli)/ 1087
918 | Obsolete | M4726140921M | DELETED SCREW P.NO: 13000531 FOR SKY CLI | NO | 12 | 480 | BOILER AUXILIARIES | Component & Spares | ZSPR | Muzaffarpur TPS (Kanti Bijli)/ 1087
919 | Obsolete | M4726536119 | DISTANCE RING,B5000103,SKYMAN,110MW | NO | 1 | 16949.46 | BOILER AUXILIARIES | Component & Spares | ZSPR | Muzaffarpur TPS (Kanti Bijli)/ 1087
920 | Obsolete | M4726536163 | DISTANCE RING,B7000640,SKYMAN,110MW | NO | 1 | 16949.46 | BOILER AUXILIARIES | Component & Spares | ZSPR | Muzaffarpur TPS (Kanti Bijli)/ 1087
921 | Obsolete | M4726536189 | DISTANCE RING,H2000507,SKYMAN,110MW | NO | 1 | 16949.46 | BOILER AUXILIARIES | Component & Spares | ZSPR | Muzaffarpur TPS (Kanti Bijli)/ 1087
922 | Obsolete | M4741020044 | HEA FLEX SPARK ROD,006450026.01.115,BHEL | NO | 5 | 142200 | OIL GUNS & IGNITORS | Component & Spares | ZSPR | Muzaffarpur TPS (Kanti Bijli)/ 1087
923 | Obsolete | M4756016153 | LUBE OIL PUMP,010SR-02,DELTA P D PUMPS | NO | 3 | 228556.77 | P.A. FAN | Component & Spares | ZSPR | Muzaffarpur TPS (Kanti Bijli)/ 1087
924 | Obsolete | M4770686002 | SHAFT INSULATOR | NO | 11 | 27720 | E.S.P | Component & Spares | ZSPR | Muzaffarpur TPS (Kanti Bijli)/ 1087
925 | Obsolete | M4772296047 | TUBE DIA 51X9.0 SA213T22 | M | 99 | 455653.44 | TUBE ALL SIZE | Component & Spares | ZSPR | Muzaffarpur TPS (Kanti Bijli)/ 1087
926 | Obsolete | M4901010213 | DELETEDHP CASING STUD BOLT(W1 1/2X290) M | NO | 36 | 27000 | STEAM TURBINE HP SID | Component & Spares | ZSPR | Muzaffarpur TPS (Kanti Bijli)/ 1087
927 | Obsolete | M4901010320 | CAP NUT,AA10681,BHEL | NO | 32 | 129159.36 | STEAM TURBINE HP SID | Component & Spares | ZSPR | Muzaffarpur TPS (Kanti Bijli)/ 1087
928 | Obsolete | M4901016151 | CAP NUT,HY122010510110,BHEL | NO | 10 | 143420.6 | STEAM TURBINE HP SID | Component & Spares | ZSPR | Muzaffarpur TPS (Kanti Bijli)/ 1087
929 | Obsolete | M4901016183M | DELETED Nozzle Signment | SET | 42 | 45360 | STEAM TURBINE HP SID | Component & Spares | ZSPR | Muzaffarpur TPS (Kanti Bijli)/ 1087
930 | Obsolete | M4901046019 | CRANK,HY 114050640110 | NO | 2 | 41636 | STEAM TURBINE HP SID | Component & Spares | ZSPR | Muzaffarpur TPS (Kanti Bijli)/ 1087
931 | Obsolete | M4901046025 | SLIDE VALVE BUSH,HY 114050360110 | NO | 9 | 48284.19 | STEAM TURBINE HP SID | Component & Spares | ZSPR | Muzaffarpur TPS (Kanti Bijli)/ 1087
932 | Obsolete | M4901046027 | PISTON ROD,HY 114050650110,BHEL | NO | 2 | 12574.04 | STEAM TURBINE HP SID | Component & Spares | ZSPR | Muzaffarpur TPS (Kanti Bijli)/ 1087
933 | Obsolete | M4901046028 | PISTON,HY-114050390110,BHEL | NO | 1 | 2942.85 | STEAM TURBINE HP SID | Component & Spares | ZSPR | Muzaffarpur TPS (Kanti Bijli)/ 1087
934 | Obsolete | M4901046029 | PISTON,HY-114050200110,BHEL | NO | 2 | 2031.06 | STEAM TURBINE HP SID | Component & Spares | ZSPR | Muzaffarpur TPS (Kanti Bijli)/ 1087
935 | Obsolete | M4901046031 | CONVERTER CYLINDER,HY-114050060110 | NO | 4 | 96566.84 | STEAM TURBINE HP SID | Component & Spares | ZSPR | Muzaffarpur TPS (Kanti Bijli)/ 1087
936 | Obsolete | M4901046032 | PISTON RING,HY ST9756610018,BHEL | NO | 2 | 1240 | STEAM TURBINE HP SID | Component & Spares | ZSPR | Muzaffarpur TPS (Kanti Bijli)/ 1087
937 | Obsolete | M4901046045 | CRANK 4,HY 114051680110,BHEL | NO | 2 | 41636 | STEAM TURBINE HP SID | Component & Spares | ZSPR | Muzaffarpur TPS (Kanti Bijli)/ 1087
938 | Obsolete | M4901046046 | CRANK 3,HY 114051670110,BHEL | NO | 2 | 41636 | STEAM TURBINE HP SID | Component & Spares | ZSPR | Muzaffarpur TPS (Kanti Bijli)/ 1087
939 | Obsolete | M4901046049 | BUSH,4-10-2391,BHEL | NO | 4 | 15273.08 | STEAM TURBINE HP SID | Component & Spares | ZSPR | Muzaffarpur TPS (Kanti Bijli)/ 1087
940 | Obsolete | M4901046050 | ROLLER,5-10-2317,BHEL | NO | 10 | 4849 | STEAM TURBINE HP SID | Component & Spares | ZSPR | Muzaffarpur TPS (Kanti Bijli)/ 1087
941 | Obsolete | M4901046056 | JOURNAL,5-10-2435/60,BHEL | NO | 10 | 5183.4 | STEAM TURBINE HP SID | Component & Spares | ZSPR | Muzaffarpur TPS (Kanti Bijli)/ 1087
942 | Obsolete | M4901046060 | BOLT,5-10-2321/75,BHEL | NO | 4 | 641.56 | STEAM TURBINE HP SID | Component & Spares | ZSPR | Muzaffarpur TPS (Kanti Bijli)/ 1087
943 | Obsolete | M4901046069 | WASHER,HY114051050110,BHEL | NO | 4 | 845.52 | STEAM TURBINE HP SID | Component & Spares | ZSPR | Muzaffarpur TPS (Kanti Bijli)/ 1087
944 | Obsolete | M4901046072 | SEAT,5-10-2340/64,BHEL | NO | 8 | 1030.56 | STEAM TURBINE HP SID | Component & Spares | ZSPR | Muzaffarpur TPS (Kanti Bijli)/ 1087
945 | Obsolete | M4901046077 | SUSPENDER,4-10-2408/70,BHEL | NO | 4 | 2767.48 | STEAM TURBINE HP SID | Component & Spares | ZSPR | Muzaffarpur TPS (Kanti Bijli)/ 1087
946 | Obsolete | M4901046079 | BUSH,0-10-1063/38,BHEL | NO | 4 | 4294 | STEAM TURBINE HP SID | Component & Spares | ZSPR | Muzaffarpur TPS (Kanti Bijli)/ 1087
947 | Obsolete | M4901076066M | DELETED Left & Right signment Big & Smal | NO | 31 | 29760 | STEAM TURBINE HP SID | Component & Spares | ZSPR | Muzaffarpur TPS (Kanti Bijli)/ 1087
948 | Obsolete | M4901081005 | GLAND SHEET OUTER,10102005,BHEL | NO | 1 | 1667654.56 | STEAM TURBINE HP SID | Component & Spares | ZSPR | Muzaffarpur TPS (Kanti Bijli)/ 1087
949 | Obsolete | M4901156011 | CONE,HY112190560110,BHEL | NO | 4 | 24316.32 | STEAM TURBINE HP SID | Component & Spares | ZSPR | Muzaffarpur TPS (Kanti Bijli)/ 1087
950 | Obsolete | M4901156013 | OUTER GLAND RING,HY 112090760110,BHEL | NO | 90 | 8640 | STEAM TURBINE HP SID | Component & Spares | ZSPR | Muzaffarpur TPS (Kanti Bijli)/ 1087
951 | Obsolete | M4901156018 | CYLINDRICAL PIN,HY112190690110,BHEL | NO | 2 | 360 | STEAM TURBINE HP SID | Component & Spares | ZSPR | Muzaffarpur TPS (Kanti Bijli)/ 1087
952 | Obsolete | M4901156027 | MAIN CONE,HY 112190330110,BHEL | NO | 4 | 149535.2 | STEAM TURBINE HP SID | Component & Spares | ZSPR | Muzaffarpur TPS (Kanti Bijli)/ 1087
953 | Obsolete | M4901156028 | OVERSIZED PISTON,HY114050110110,BHEL | NO | 2 | 15699.38 | STEAM TURBINE HP SID | Component & Spares | ZSPR | Muzaffarpur TPS (Kanti Bijli)/ 1087
954 | Obsolete | M4901156029 | PIN,HY112190620110,BHEL | NO | 4 | 786.16 | STEAM TURBINE HP SID | Component & Spares | ZSPR | Muzaffarpur TPS (Kanti Bijli)/ 1087
955 | Obsolete | M4901156038 | GLAND BUSH,HY 112190510110,BHEL | NO | 3 | 101470.53 | STEAM TURBINE HP SID | Component & Spares | ZSPR | Muzaffarpur TPS (Kanti Bijli)/ 1087
956 | Obsolete | M4901156043 | RING,HY112190420110,BHEL | NO | 4 | 2246.16 | STEAM TURBINE HP SID | Component & Spares | ZSPR | Muzaffarpur TPS (Kanti Bijli)/ 1087
957 | Obsolete | M4901156046 | PIN,0-10-156/22,BHEL | NO | 4 | 2133.88 | STEAM TURBINE HP SID | Component & Spares | ZSPR | Muzaffarpur TPS (Kanti Bijli)/ 1087
958 | Obsolete | M4901156052 | ALLEN SCREW,0-10-1056/51,BHEL | NO | 24 | 12557.52 | STEAM TURBINE HP SID | Component & Spares | ZSPR | Muzaffarpur TPS (Kanti Bijli)/ 1087
959 | Obsolete | M4902010108 | BOLT,HY112190480110,BHEL | NO | 12 | 5730.6 | T.GEN 60-TO110MW | Component & Spares | ZSPR | Muzaffarpur TPS (Kanti Bijli)/ 1087
960 | Obsolete | M4902056001 | BUSH,HY113170300110,BHEL | NO | 2 | 2347.42 | T.GEN 60-TO110MW | Component & Spares | ZSPR | Muzaffarpur TPS (Kanti Bijli)/ 1087
961 | Obsolete | M4902056013 | RING,HY113170310110,BHEL | NO | 34 | 35439.9 | T.GEN 60-TO110MW | Component & Spares | ZSPR | Muzaffarpur TPS (Kanti Bijli)/ 1087
962 | Obsolete | M4902056027 | FLANGE,3-10-1154,BHEL | NO | 2 | 55291.22 | T.GEN 60-TO110MW | Component & Spares | ZSPR | Muzaffarpur TPS (Kanti Bijli)/ 1087
963 | Obsolete | M4902056040 | BUSH,HY 113170490110,BHEL | NO | 2 | 67507.86 | T.GEN 60-TO110MW | Component & Spares | ZSPR | Muzaffarpur TPS (Kanti Bijli)/ 1087
964 | Obsolete | M4902056044 | BOLT,5-10-2415/34,BHEL | NO | 9 | 2736.63 | T.GEN 60-TO110MW | Component & Spares | ZSPR | Muzaffarpur TPS (Kanti Bijli)/ 1087
965 | Obsolete | M4902056047 | SPLIT RING,5-10-2097/27,BHEL | NO | 2 | 517.28 | T.GEN 60-TO110MW | Component & Spares | ZSPR | Muzaffarpur TPS (Kanti Bijli)/ 1087
966 | Obsolete | M4902056048 | RING,HY113170320110,BHEL | NO | 34 | 31304.48 | T.GEN 60-TO110MW | Component & Spares | ZSPR | Muzaffarpur TPS (Kanti Bijli)/ 1087
967 | Obsolete | M4902056055 | BOLT,HY113170390110,BHEL | NO | 7 | 2554.16 | T.GEN 60-TO110MW | Component & Spares | ZSPR | Muzaffarpur TPS (Kanti Bijli)/ 1087
968 | Obsolete | M4902066003 | NUT,HY 114030150110,TURBO GENERATOR | NO | 2 | 2913.1 | T.GEN 60-TO110MW | Component & Spares | ZSPR | Muzaffarpur TPS (Kanti Bijli)/ 1087
969 | Obsolete | M4902066018 | OUTER SPRING,HYST9757550841,BHEL | NO | 3 | 21105 | T.GEN 60-TO110MW | Component & Spares | ZSPR | Muzaffarpur TPS (Kanti Bijli)/ 1087
970 | Obsolete | M4902066021 | PISTON ROD,HY114040420110,BHEL | NO | 2 | 6741.6 | T.GEN 60-TO110MW | Component & Spares | ZSPR | Muzaffarpur TPS (Kanti Bijli)/ 1087
971 | Obsolete | M4902066023 | JOURNAL,5-10-2318,BHEL | NO | 12 | 4441.44 | T.GEN 60-TO110MW | Component & Spares | ZSPR | Muzaffarpur TPS (Kanti Bijli)/ 1087
972 | Obsolete | M4902066024 | TIE ROD,5-10-2439,BHEL | NO | 2 | 987 | T.GEN 60-TO110MW | Component & Spares | ZSPR | Muzaffarpur TPS (Kanti Bijli)/ 1087
973 | Obsolete | M4902066025 | SPRING,HYST-9757550116,BHEL | NO | 4 | 3150.84 | T.GEN 60-TO110MW | Component & Spares | ZSPR | Muzaffarpur TPS (Kanti Bijli)/ 1087
974 | Obsolete | M4902066026 | CLOSING SCREW,HY-114030240110,BHEL | NO | 2 | 1125.32 | T.GEN 60-TO110MW | Component & Spares | ZSPR | Muzaffarpur TPS (Kanti Bijli)/ 1087
975 | Obsolete | M4902066028 | NUT,HY114040410110,BHEL | NO | 2 | 8266.04 | T.GEN 60-TO110MW | Component & Spares | ZSPR | Muzaffarpur TPS (Kanti Bijli)/ 1087
976 | Obsolete | M4902066029 | SCREW,HY114030120110,BHEL | NO | 2 | 5618.1 | T.GEN 60-TO110MW | Component & Spares | ZSPR | Muzaffarpur TPS (Kanti Bijli)/ 1087
977 | Obsolete | M4902066031 | CONVERTER BODY,HY-114040240110,BHEL | NO | 2 | 18852.04 | T.GEN 60-TO110MW | Component & Spares | ZSPR | Muzaffarpur TPS (Kanti Bijli)/ 1087
978 | Obsolete | M4902066040 | BALL NUT,5-10-2454/65,BHEL | NO | 2 | 493.46 | T.GEN 60-TO110MW | Component & Spares | ZSPR | Muzaffarpur TPS (Kanti Bijli)/ 1087
979 | Obsolete | M4902066046 | OVERSIZE PISTON,3-10-1103/4,BHEL | NO | 2 | 14565.46 | T.GEN 60-TO110MW | Component & Spares | ZSPR | Muzaffarpur TPS (Kanti Bijli)/ 1087
980 | Obsolete | M4902066050 | BUSH,0-10-1050/11,BHEL | NO | 3 | 9621.36 | T.GEN 60-TO110MW | Component & Spares | ZSPR | Muzaffarpur TPS (Kanti Bijli)/ 1087
981 | Obsolete | M4902066052 | INNER SPRING,HY ST9757550850,BHEL | NO | 3 | 10854 | T.GEN 60-TO110MW | Component & Spares | ZSPR | Muzaffarpur TPS (Kanti Bijli)/ 1087
982 | Obsolete | M4902080016 | GLAND OUTER FIL,HY 102020130110 | NO | 1 | 1292345.51 | T.GEN 60-TO110MW | Component & Spares | ZSPR | Muzaffarpur TPS (Kanti Bijli)/ 1087
983 | Obsolete | M4903010212 | WASHER,4-12201-61011-00,BHEL | NO | 64 | 585521.92 | STEAM TURBINE LP SID | Component & Spares | ZSPR | Muzaffarpur TPS (Kanti Bijli)/ 1087
984 | Obsolete | M4903036097 | PIN 4X40 P.NO.057 LPCV SERVOMOTOR | NO | 20 | 200 | STEAM TURBINE LP SID | Component & Spares | ZSPR | Muzaffarpur TPS (Kanti Bijli)/ 1087
985 | Obsolete | M4903066004M | DELETED Half Gland Ring | NO | 6 | 2592 | STEAM TURBINE LP SID | Component & Spares | ZSPR | Muzaffarpur TPS (Kanti Bijli)/ 1087
986 | Obsolete | M4903080201 | SHROUDING,HY103020290110 | NO | 25 | 1875 | STEAM TURBINE LP SID | Component & Spares | ZSPR | Muzaffarpur TPS (Kanti Bijli)/ 1087
987 | Obsolete | M4903080202 | BALANCING SCREW,HY120160260110 | NO | 23 | 431.94 | STEAM TURBINE LP SID | Component & Spares | ZSPR | Muzaffarpur TPS (Kanti Bijli)/ 1087
988 | Obsolete | M4903080205 | GLAND OUTER FIL,HY 103020150110 | NO | 2 | 718159.98 | STEAM TURBINE LP SID | Component & Spares | ZSPR | Muzaffarpur TPS (Kanti Bijli)/ 1087
989 | Obsolete | M4903096059M | DELETED L.T. Rotter Blead | NO | 6 | 5244 | STEAM TURBINE LP SID | Component & Spares | ZSPR | Muzaffarpur TPS (Kanti Bijli)/ 1087
990 | Obsolete | M4903096064 | PIN,HY103020700110,12.75X127MM,F/LP BLAD | NO | 40 | 389400 | STEAM TURBINE LP SID | Component & Spares | ZSPR | Muzaffarpur TPS (Kanti Bijli)/ 1087
991 | Obsolete | M4903131182M | DELETED Seat Bushing | NO | 2 | 450 | STEAM TURBINE LP SID | Component & Spares | ZSPR | Muzaffarpur TPS (Kanti Bijli)/ 1087
992 | Obsolete | M4906010053 | BALL,CSN023680/77,BARRING GEAR,BHEL | NO | 1 | 3387.32 | STEAM TURB BARRING G | Component & Spares | ZSPR | Muzaffarpur TPS (Kanti Bijli)/ 1087
993 | Obsolete | M4906010062 | DRAW BAR,HY115010400110,BHEL | NO | 1 | 16949.46 | STEAM TURB BARRING G | Component & Spares | ZSPR | Muzaffarpur TPS (Kanti Bijli)/ 1087
994 | Obsolete | M4906016013 | SPRING,HYST-975755022,BHEL | NO | 1 | 16949.46 | STEAM TURB BARRING G | Component & Spares | ZSPR | Muzaffarpur TPS (Kanti Bijli)/ 1087
995 | Obsolete | M4906016016 | NUT,HY 115011170110,BHEL | NO | 1 | 14244.76 | STEAM TURB BARRING G | Component & Spares | ZSPR | Muzaffarpur TPS (Kanti Bijli)/ 1087
996 | Obsolete | M4906016017 | NUT,HY 115011180110,BHEL | NO | 1 | 16949.46 | STEAM TURB BARRING G | Component & Spares | ZSPR | Muzaffarpur TPS (Kanti Bijli)/ 1087
997 | Obsolete | M4906016019 | CAM,HY 115010330110 | NO | 1 | 21019.41 | STEAM TURB BARRING G | Component & Spares | ZSPR | Muzaffarpur TPS (Kanti Bijli)/ 1087
998 | Obsolete | M4906016025 | SPRING,HYST-9757550248,BHEL | NO | 1 | 16949.46 | STEAM TURB BARRING G | Component & Spares | ZSPR | Muzaffarpur TPS (Kanti Bijli)/ 1087
999 | Obsolete | M4906016031 | BEVEL GEAR,HY 115010150110,BHEL | NO | 2 | 371600.96 | STEAM TURB BARRING G | Component & Spares | ZSPR | Muzaffarpur TPS (Kanti Bijli)/ 1087
1000 | Obsolete | M4906016032 | PISTON,HY 115010450110,BHEL | NO | 1 | 34916.4 | STEAM TURB BARRING G | Component & Spares | ZSPR | Muzaffarpur TPS (Kanti Bijli)/ 1087
1001 | Obsolete | M4908056001 | FORCING OFF SCREW,HY102020050110 | NO | 18 | 1872 | STM TURBINE COUPLING | Component & Spares | ZSPR | Muzaffarpur TPS (Kanti Bijli)/ 1087
1002 | Obsolete | M4910220093M | DELETED Seat Ring (Burury valve) | NO | 24 | 14880 | STM TURB HP-LP BYPAS | Component & Spares | ZSPR | Muzaffarpur TPS (Kanti Bijli)/ 1087
1003 | Obsolete | M4911180101M | DELETED Lock Cellet (Steel) | NO | 5 | 365 | STM TURB HP-LP BYPAS | Component & Spares | ZSPR | Muzaffarpur TPS (Kanti Bijli)/ 1087
1004 | Obsolete | M4911240102M | DELETED 8" Calummpipe coupling (Steel) | NO | 4 | 712 | STM TURB HP-LP BYPAS | Component & Spares | ZSPR | Muzaffarpur TPS (Kanti Bijli)/ 1087
1005 | Obsolete | M4911260103M | DELETED Adjusting Lock Screw (Steel) | NO | 4 | 80 | STM TURB HP-LP BYPAS | Component & Spares | ZSPR | Muzaffarpur TPS (Kanti Bijli)/ 1087
1006 | Obsolete | M4920010025M | DELETED Packing V Tep | SET | 5 | 5760 | STEAM TURBINE C & I | Component & Spares | ZSPR | Muzaffarpur TPS (Kanti Bijli)/ 1087
1007 | Obsolete | M4921010212 | INSULATING BOLT,TURBO GENERATOR | NO | 3 | 135 | GENERATOR ASSEMBLY | Component & Spares | ZSPR | Muzaffarpur TPS (Kanti Bijli)/ 1087
1008 | Obsolete | M4921010225 | INSULATED BOLT,TURBO GENERATOR | NO | 19 | 741 | GENERATOR ASSEMBLY | Component & Spares | ZSPR | Muzaffarpur TPS (Kanti Bijli)/ 1087
1009 | Obsolete | M4921036082 | SEALING WASHER,15,BHEL,F/CC BOLT | NO | 4 | 5754.76 | GENERATOR ASSEMBLY | Component & Spares | ZSPR | Muzaffarpur TPS (Kanti Bijli)/ 1087
1010 | Obsolete | M4921036099 | CC BOLT,GENERATOR | NO | 1 | 172125 | GENERATOR ASSEMBLY | Component & Spares | ZSPR | Muzaffarpur TPS (Kanti Bijli)/ 1087
1011 | Obsolete | M4921156003 | BRUSH HOLDR,ON LINE CHANGE,110MW,GR | NO | 25 | 345296 | GENERATOR ASSEMBLY | Component & Spares | ZSPR | Muzaffarpur TPS (Kanti Bijli)/ 1087
1012 | Obsolete | M4921216341 | LATCHING RELAY,CN9076396043,BHEL | NO | 11 | 165910.58 | GENERATOR ASSEMBLY | Component & Spares | ZSPR | Muzaffarpur TPS (Kanti Bijli)/ 1087
1013 | Obsolete | M4921216358 | IMPELLER SLEEVE,31350801174&1,BHEL | M | 100 | 57547 | GENERATOR ASSEMBLY | Component & Spares | ZSPR | Muzaffarpur TPS (Kanti Bijli)/ 1087
1014 | Obsolete | M4921450209M | DELETED Valve opener | NO | 1 | 145 | GENERATOR ASSEMBLY | Component & Spares | ZSPR | Muzaffarpur TPS (Kanti Bijli)/ 1087
1015 | Obsolete | M4922010060 | FIXED CONTACT,36245-00 | NO | 2 | 5510 | GENERATOR EXCITATION | Component & Spares | ZSPR | Muzaffarpur TPS (Kanti Bijli)/ 1087
1016 | Obsolete | M4922010078 | CLOSING COIL,F/2CEX2000 95363 | NO | 1 | 24940 | GENERATOR EXCITATION | Component & Spares | ZSPR | Muzaffarpur TPS (Kanti Bijli)/ 1087
1017 | Obsolete | M4922016065 | OVER CURRENT RELAY | NO | 1 | 56949.34 | GENERATOR EXCITATION | Component & Spares | ZSPR | Muzaffarpur TPS (Kanti Bijli)/ 1087
1018 | Obsolete | M4922026107 | FLFLD FLSING DIODE,BHEL,TURBO GENERATOR | NO | 10 | 5675 | GENERATOR EXCITATION | Component & Spares | ZSPR | Muzaffarpur TPS (Kanti Bijli)/ 1087
1019 | Obsolete | M4922026112 | SHUNT,SA0653210086 | NO | 1 | 15789.06 | GENERATOR EXCITATION | Component & Spares | ZSPR | Muzaffarpur TPS (Kanti Bijli)/ 1087
1020 | Obsolete | M4922026113 | RESISTOR,SA0653930097 | NO | 1 | 24616.02 | GENERATOR EXCITATION | Component & Spares | ZSPR | Muzaffarpur TPS (Kanti Bijli)/ 1087
1021 | Obsolete | M4922056023 | LUMINOUS ACTUATOR COLOUR RFD | NO | 16 | 480 | GENERATOR EXCITATION | Component & Spares | ZSPR | Muzaffarpur TPS (Kanti Bijli)/ 1087
1022 | Obsolete | M4922056025 | LUMINOUS ACTUATOR COLOUR AMBER | NO | 8 | 242 | GENERATOR EXCITATION | Component & Spares | ZSPR | Muzaffarpur TPS (Kanti Bijli)/ 1087
1023 | Obsolete | M4922056030 | BRUSH,NCC 634,BHEL,TURBO GENERATOR | NO | 103 | 53939.04 | GENERATOR EXCITATION | Component & Spares | ZSPR | Muzaffarpur TPS (Kanti Bijli)/ 1087
1024 | Obsolete | M4922150212M | DELETED O Ring Piston | NO | 4 | 180 | GENERATOR EXCITATION | Component & Spares | ZSPR | Muzaffarpur TPS (Kanti Bijli)/ 1087
1025 | Obsolete | M4922350213M | DELETED 100 mm NB Rubber Ex Joint Cap | NO | 1 | 2375 | GENERATOR EXCITATION | Component & Spares | ZSPR | Muzaffarpur TPS (Kanti Bijli)/ 1087
1026 | Obsolete | M4922520215M | DELETED P.E. Bearing Washer Aluminium | NO | 3 | 2670 | GENERATOR EXCITATION | Component & Spares | ZSPR | Muzaffarpur TPS (Kanti Bijli)/ 1087
1027 | Obsolete | M4922530216M | DELETED Suction Stainer | NO | 1 | 465 | GENERATOR EXCITATION | Component & Spares | ZSPR | Muzaffarpur TPS (Kanti Bijli)/ 1087
1028 | Obsolete | M4922870217M | DELETED Ring Small size | NO | 17 | 1275 | GENERATOR EXCITATION | Component & Spares | ZSPR | Muzaffarpur TPS (Kanti Bijli)/ 1087
1029 | Obsolete | M4922880218M | DELETED Sarased Ring | NO | 18 | 2970 | GENERATOR EXCITATION | Component & Spares | ZSPR | Muzaffarpur TPS (Kanti Bijli)/ 1087
1030 | Obsolete | M4922890219M | DELETED Ring Arrorted size | NO | 13 | 1196 | GENERATOR EXCITATION | Component & Spares | ZSPR | Muzaffarpur TPS (Kanti Bijli)/ 1087
1031 | Obsolete | M4922900220M | DELETED Shaft Iron Gasket | NO | 16 | 5200 | GENERATOR EXCITATION | Component & Spares | ZSPR | Muzaffarpur TPS (Kanti Bijli)/ 1087
1032 | Obsolete | M4922920221M | DELETED Sight glass 35266040 X | NO | 10 | 22860 | GENERATOR EXCITATION | Component & Spares | ZSPR | Muzaffarpur TPS (Kanti Bijli)/ 1087
1033 | Obsolete | M4923020223M | DELETED Spring Small Q-14-12 Q | NO | 6 | 42420 | GEN COOLING&SEAL OIL | Component & Spares | ZSPR | Muzaffarpur TPS (Kanti Bijli)/ 1087
1034 | Obsolete | M4923150225M | DELETED Diaphram Filter | NO | 2 | 410 | GEN COOLING&SEAL OIL | Component & Spares | ZSPR | Muzaffarpur TPS (Kanti Bijli)/ 1087
1035 | Obsolete | M4923300227M | DELETED Impeller diff. Size | NO | 24 | 192060 | GEN COOLING&SEAL OIL | Component & Spares | ZSPR | Muzaffarpur TPS (Kanti Bijli)/ 1087
1036 | Obsolete | M4923340229M | DELETED Bush Ring | NO | 90 | 7650 | GEN COOLING&SEAL OIL | Component & Spares | ZSPR | Muzaffarpur TPS (Kanti Bijli)/ 1087
1037 | Obsolete | M4923450230M | DELETED Steel Nozzle Pin | NO | 1 | 340 | GEN COOLING&SEAL OIL | Component & Spares | ZSPR | Muzaffarpur TPS (Kanti Bijli)/ 1087
1038 | Obsolete | M4923820233M | DELETED Lubrinth Ring for stage 0010 | NO | 1 | 84 | GEN COOLING&SEAL OIL | Component & Spares | ZSPR | Muzaffarpur TPS (Kanti Bijli)/ 1087
1039 | Obsolete | M4923880235M | DELETED Piston with Shaft | NO | 1 | 2960 | GEN COOLING&SEAL OIL | Component & Spares | ZSPR | Muzaffarpur TPS (Kanti Bijli)/ 1087
1040 | Obsolete | M4924070716M | DELETED H.P/L.P. Coupling Bolt | NO | 3 | 2220 | TURBO GENERATOR 60-1 | Component & Spares | ZSPR | Muzaffarpur TPS (Kanti Bijli)/ 1087
1041 | Obsolete | M4924090236M | DELETED Bearing Seal Assembly | NO | 2 | 8056 | TURBO GENERATOR 60-1 | Component & Spares | ZSPR | Muzaffarpur TPS (Kanti Bijli)/ 1087
1042 | Obsolete | M4924110237M | DELETED Lab Plate Spring | NO | 38 | 282599.92 | TURBO GENERATOR 60-1 | Component & Spares | ZSPR | Muzaffarpur TPS (Kanti Bijli)/ 1087
1043 | Obsolete | M4924250239M | DELETED Gland Bush | NO | 8 | 3600 | TURBO GENERATOR 60-1 | Component & Spares | ZSPR | Muzaffarpur TPS (Kanti Bijli)/ 1087
1044 | Obsolete | M4924270241M | DELETED Hollow Solid Cashing | NO | 2 | 1660 | TURBO GENERATOR 60-1 | Component & Spares | ZSPR | Muzaffarpur TPS (Kanti Bijli)/ 1087
1045 | Obsolete | M4924290243M | DELETED Bearing bush Rotter diff. Size | NO | 7 | 455 | TURBO GENERATOR 60-1 | Component & Spares | ZSPR | Muzaffarpur TPS (Kanti Bijli)/ 1087
1046 | Obsolete | M4924460244M | DELETED Line Assembly | NO | 4 | 3360 | TURBO GENERATOR 60-1 | Component & Spares | ZSPR | Muzaffarpur TPS (Kanti Bijli)/ 1087
1047 | Obsolete | M4924500245M | DELETED Vaccum Breaker | NO | 1 | 4430 | TURBO GENERATOR 60-1 | Component & Spares | ZSPR | Muzaffarpur TPS (Kanti Bijli)/ 1087
1048 | Obsolete | M4924600246M | DELETED Bearing Dise | NO | 1 | 385 | TURBO GENERATOR 60-1 | Component & Spares | ZSPR | Muzaffarpur TPS (Kanti Bijli)/ 1087
1049 | Obsolete | M4924690247M | DELETED Coupling Bolt | NO | 10 | 7400 | TURBO GENERATOR 60-1 | Component & Spares | ZSPR | Muzaffarpur TPS (Kanti Bijli)/ 1087
1050 | Obsolete | M4925070252M | DELETED Intermediate Shaft | NO | 1 | 45048 | STM TURB HP-LP BYPAS | Component & Spares | ZSPR | Muzaffarpur TPS (Kanti Bijli)/ 1087
1051 | Obsolete | M4925190254M | DELETED M.S.R.L Tee off size | NO | 5 | 560 | STM TURB HP-LP BYPAS | Component & Spares | ZSPR | Muzaffarpur TPS (Kanti Bijli)/ 1087
1052 | Obsolete | M4925350256M | DELETED Solder wear ring | NO | 2 | 78 | STM TURB HP-LP BYPAS | Component & Spares | ZSPR | Muzaffarpur TPS (Kanti Bijli)/ 1087
1053 | Obsolete | M4925400257M | DELETED Section Stainer | NO | 1 | 1510 | STM TURB HP-LP BYPAS | Component & Spares | ZSPR | Muzaffarpur TPS (Kanti Bijli)/ 1087
1054 | Obsolete | M4925430258M | DELETED Scrap Copper Coil | KG | 7 | 945 | STM TURB HP-LP BYPAS | Component & Spares | ZSPR | Muzaffarpur TPS (Kanti Bijli)/ 1087
1055 | Obsolete | M4925560259M | DELETED Follow up bellow | NO | 1 | 164 | STM TURB HP-LP BYPAS | Component & Spares | ZSPR | Muzaffarpur TPS (Kanti Bijli)/ 1087
1056 | Obsolete | M4925570260M | DELETED Resent Bellow | NO | 1 | 164 | STM TURB HP-LP BYPAS | Component & Spares | ZSPR | Muzaffarpur TPS (Kanti Bijli)/ 1087
1057 | Obsolete | M4925580261M | DELETED Gas Durgen Relief Kit | NO | 2 | 250 | STM TURB HP-LP BYPAS | Component & Spares | ZSPR | Muzaffarpur TPS (Kanti Bijli)/ 1087
1058 | Obsolete | M4925660263M | DELETED Lab Spring | NO | 30 | 212100 | STM TURB HP-LP BYPAS | Component & Spares | ZSPR | Muzaffarpur TPS (Kanti Bijli)/ 1087
1059 | Obsolete | M4925690264M | DELETED Air Tubing Clamp | NO | 28 | 5320 | STM TURB HP-LP BYPAS | Component & Spares | ZSPR | Muzaffarpur TPS (Kanti Bijli)/ 1087
1060 | Obsolete | M4925700265M | DELETED Neo Prine Rubber coupling for sh | NO | 34 | 7820 | STM TURB HP-LP BYPAS | Component & Spares | ZSPR | Muzaffarpur TPS (Kanti Bijli)/ 1087
1061 | Obsolete | M4925720266M | DELETED Window Gasket | NO | 6 | 2100 | STM TURB HP-LP BYPAS | Component & Spares | ZSPR | Muzaffarpur TPS (Kanti Bijli)/ 1087
1062 | Obsolete | M4925730267M | DELETED Door Gasket | NO | 2 | 2400 | STM TURB HP-LP BYPAS | Component & Spares | ZSPR | Muzaffarpur TPS (Kanti Bijli)/ 1087
1063 | Obsolete | M4925740268M | DELETED Preymatic set threw link | NO | 1 | 1470 | STM TURB HP-LP BYPAS | Component & Spares | ZSPR | Muzaffarpur TPS (Kanti Bijli)/ 1087
1064 | Obsolete | M4925840271M | DELETED Buster Power diff. Capacity | NO | 25 | 8760 | STM TURB HP-LP BYPAS | Component & Spares | ZSPR | Muzaffarpur TPS (Kanti Bijli)/ 1087
1065 | Obsolete | M4925890272M | DELETED Adopter for H.T. diff. Size | NO | 12 | 1980 | STM TURB HP-LP BYPAS | Component & Spares | ZSPR | Muzaffarpur TPS (Kanti Bijli)/ 1087
1066 | Obsolete | M4925900273M | DELETED Bearing Spider | NO | 1 | 180 | STM TURB HP-LP BYPAS | Component & Spares | ZSPR | Muzaffarpur TPS (Kanti Bijli)/ 1087
1067 | Obsolete | M4925940274M | DELETED Air Tubing 22" Long | SET | 10 | 3600 | STM TURB HP-LP BYPAS | Component & Spares | ZSPR | Muzaffarpur TPS (Kanti Bijli)/ 1087
1068 | Obsolete | M4926030275M | DELETED M.S.R.L. Injecter off size | NO | 9 | 5760 | TURBO GENERATOR 60-1 | Component & Spares | ZSPR | Muzaffarpur TPS (Kanti Bijli)/ 1087
1069 | Obsolete | M4926040276M | DELETED Link "C" Washer | NO | 5 | 300 | TURBO GENERATOR 60-1 | Component & Spares | ZSPR | Muzaffarpur TPS (Kanti Bijli)/ 1087
1070 | Obsolete | M4926050277M | DELETED High Pen "C" Washer | NO | 6 | 450 | TURBO GENERATOR 60-1 | Component & Spares | ZSPR | Muzaffarpur TPS (Kanti Bijli)/ 1087
1071 | Obsolete | M4926110717M | DELETED Tube Nest for Oil Cooler | NO | 1 | 485 | TURBO GENERATOR 60-1 | Component & Spares | ZSPR | Muzaffarpur TPS (Kanti Bijli)/ 1087
1072 | Obsolete | M4926160278M | DELETED Terminal Block | NO | 6 | 2550 | TURBO GENERATOR 60-1 | Component & Spares | ZSPR | Muzaffarpur TPS (Kanti Bijli)/ 1087
1073 | Obsolete | M4926200279M | DELETED Air Tube O Ring | NO | 4 | 320 | TURBO GENERATOR 60-1 | Component & Spares | ZSPR | Muzaffarpur TPS (Kanti Bijli)/ 1087
1074 | Obsolete | M4926210280M | DELETED 22 NB PVC Laserd fittings with s | NO | 3 | 3390 | TURBO GENERATOR 60-1 | Component & Spares | ZSPR | Muzaffarpur TPS (Kanti Bijli)/ 1087
1075 | Obsolete | M4926220281M | DELETED 25 NB Laserd HDRE | NO | 49 | 19061 | TURBO GENERATOR 60-1 | Component & Spares | ZSPR | Muzaffarpur TPS (Kanti Bijli)/ 1087
1076 | Obsolete | M4926260282M | DELETED Poll Ring 50x 50 mm | NO | 2475 | 136125 | TURBO GENERATOR 60-1 | Component & Spares | ZSPR | Muzaffarpur TPS (Kanti Bijli)/ 1087
1077 | Obsolete | M4926280284M | DELETED Joint Ring Part 87 | NO | 16 | 4800 | TURBO GENERATOR 60-1 | Component & Spares | ZSPR | Muzaffarpur TPS (Kanti Bijli)/ 1087
1078 | Obsolete | M4926300285M | DELETED V' Pen Short | NO | 6 | 3600 | TURBO GENERATOR 60-1 | Component & Spares | ZSPR | Muzaffarpur TPS (Kanti Bijli)/ 1087
1079 | Obsolete | M4926310286M | DELETED Relay Steem | NO | 1 | 675 | TURBO GENERATOR 60-1 | Component & Spares | ZSPR | Muzaffarpur TPS (Kanti Bijli)/ 1087
1080 | Obsolete | M4926320287M | DELETED Feed Back S.A. | NO | 1 | 1230 | TURBO GENERATOR 60-1 | Component & Spares | ZSPR | Muzaffarpur TPS (Kanti Bijli)/ 1087
1081 | Obsolete | M4926390288M | DELETED Plastic Rexex croning max with a | KG | 390 | 7020 | TURBO GENERATOR 60-1 | Component & Spares | ZSPR | Muzaffarpur TPS (Kanti Bijli)/ 1087
1082 | Obsolete | M4926410289M | DELETED Scrap Materials off size | KG | 1190 | 29750 | TURBO GENERATOR 60-1 | Component & Spares | ZSPR | Muzaffarpur TPS (Kanti Bijli)/ 1087
1083 | Obsolete | M4926570291M | DELETED Clip Bracket Assembly without si | NO | 25 | 675 | TURBO GENERATOR 60-1 | Component & Spares | ZSPR | Muzaffarpur TPS (Kanti Bijli)/ 1087
1084 | Obsolete | M4926800293M | DELETED Coal Nozzle Pivot Pin | NO | 4 | 560 | TURBO GENERATOR 60-1 | Component & Spares | ZSPR | Muzaffarpur TPS (Kanti Bijli)/ 1087
1085 | Obsolete | M4926810294M | DELETED Seat Gasket for S.H. Control Val | NO | 4 | 440 | TURBO GENERATOR 60-1 | Component & Spares | ZSPR | Muzaffarpur TPS (Kanti Bijli)/ 1087
1086 | Obsolete | M4926830295M | DELETED Extention cone lever | NO | 44 | 15180 | TURBO GENERATOR 60-1 | Component & Spares | ZSPR | Muzaffarpur TPS (Kanti Bijli)/ 1087
1087 | Obsolete | M4926920296M | DELETED D.D.I. Gate for P.A. Fan | NO | 2 | 3940 | TURBO GENERATOR 60-1 | Component & Spares | ZSPR | Muzaffarpur TPS (Kanti Bijli)/ 1087
1088 | Obsolete | M4927220301M | DELETED Defuser for C.W. Pump | NO | 1 | 2580 | TURBO GENERATOR 60-1 | Component & Spares | ZSPR | Muzaffarpur TPS (Kanti Bijli)/ 1087
1089 | Obsolete | M4927230302M | DELETED Sunction Bell for C.W. Pump | NO | 6 | 8940 | TURBO GENERATOR 60-1 | Component & Spares | ZSPR | Muzaffarpur TPS (Kanti Bijli)/ 1087
1090 | Obsolete | M4927240303M | DELETED Despencer Wear Ring (Iron) | NO | 3 | 210 | TURBO GENERATOR 60-1 | Component & Spares | ZSPR | Muzaffarpur TPS (Kanti Bijli)/ 1087
1091 | Obsolete | M4927260305M | DELETED Split Coupling for C.W. Pump | NO | 1 | 3400 | TURBO GENERATOR 60-1 | Component & Spares | ZSPR | Muzaffarpur TPS (Kanti Bijli)/ 1087
1092 | Obsolete | M4927290306M | DELETED Shaft Intermediate Suspension fo | NO | 3 | 2670 | TURBO GENERATOR 60-1 | Component & Spares | ZSPR | Muzaffarpur TPS (Kanti Bijli)/ 1087
1093 | Obsolete | M4927780311M | DELETED Thurst Coller (Flange type) | NO | 4 | 420 | TURBO GENERATOR 60-1 | Component & Spares | ZSPR | Muzaffarpur TPS (Kanti Bijli)/ 1087
1094 | Obsolete | M4927880312M | DELETED Sunction Bell Bearing for H.P. | NO | 1 | 1510 | TURBO GENERATOR 60-1 | Component & Spares | ZSPR | Muzaffarpur TPS (Kanti Bijli)/ 1087
1095 | Obsolete | M4927890313M | DELETED Pum Shaft Coupling for H.P. | NO | 3 | 2625 | TURBO GENERATOR 60-1 | Component & Spares | ZSPR | Muzaffarpur TPS (Kanti Bijli)/ 1087
1096 | Obsolete | M4927900314M | DELETED Bearing Spindle | NO | 3 | 2520 | TURBO GENERATOR 60-1 | Component & Spares | ZSPR | Muzaffarpur TPS (Kanti Bijli)/ 1087
1097 | Obsolete | M4927910315M | DELETED Tuving adopter screw bearing | NO | 4 | 1720 | TURBO GENERATOR 60-1 | Component & Spares | ZSPR | Muzaffarpur TPS (Kanti Bijli)/ 1087
1098 | Obsolete | M4927920316M | DELETED Enclosing Tube screw bearing | NO | 3 | 39000 | TURBO GENERATOR 60-1 | Component & Spares | ZSPR | Muzaffarpur TPS (Kanti Bijli)/ 1087
1099 | Obsolete | M4927930317M | DELETED Inter Ball bearing | NO | 1 | 1685 | TURBO GENERATOR 60-1 | Component & Spares | ZSPR | Muzaffarpur TPS (Kanti Bijli)/ 1087
1100 | Obsolete | M4927940318M | DELETED Sunction Ball Bearing | NO | 2 | 3020 | TURBO GENERATOR 60-1 | Component & Spares | ZSPR | Muzaffarpur TPS (Kanti Bijli)/ 1087
1101 | Obsolete | M4927950319M | DELETED Discharge Case Combination Beari | NO | 2 | 820 | TURBO GENERATOR 60-1 | Component & Spares | ZSPR | Muzaffarpur TPS (Kanti Bijli)/ 1087
1102 | Obsolete | M4927960320M | DELETED Sunction Bell | NO | 2 | 2980 | TURBO GENERATOR 60-1 | Component & Spares | ZSPR | Muzaffarpur TPS (Kanti Bijli)/ 1087
1103 | Obsolete | M4927970321M | DELETED Flexiable Coupling bush with rub | NO | 10 | 1480 | TURBO GENERATOR 60-1 | Component & Spares | ZSPR | Muzaffarpur TPS (Kanti Bijli)/ 1087
1104 | Obsolete | M4927980322M | DELETED Tube Tension Plate for L.P. | NO | 1 | 12500 | TURBO GENERATOR 60-1 | Component & Spares | ZSPR | Muzaffarpur TPS (Kanti Bijli)/ 1087
1105 | Obsolete | M4928010324M | DELETED Pedestal Clamp 75x 10 mm | NO | 150 | 2250 | TURBO GENERATOR 60-1 | Component & Spares | ZSPR | Muzaffarpur TPS (Kanti Bijli)/ 1087
1106 | Obsolete | M4928080327M | DELETED Impeller | NO | 1 | 7300 | TURBO GENERATOR 60-1 | Component & Spares | ZSPR | Muzaffarpur TPS (Kanti Bijli)/ 1087
1107 | Obsolete | M4928100328M | DELETED Line Shaft Coupling | NO | 3 | 3200.01 | TURBO GENERATOR 60-1 | Component & Spares | ZSPR | Muzaffarpur TPS (Kanti Bijli)/ 1087
1108 | Obsolete | M4928110329M | DELETED Head Shaft of HP (Repaired) | NO | 1 | 1632 | TURBO GENERATOR 60-1 | Component & Spares | ZSPR | Muzaffarpur TPS (Kanti Bijli)/ 1087
1109 | Obsolete | M4928130331M | DELETED Head Shaft of LP (Repaired) | NO | 1 | 434 | TURBO GENERATOR 60-1 | Component & Spares | ZSPR | Muzaffarpur TPS (Kanti Bijli)/ 1087
1110 | Obsolete | M4928140332M | DELETED Line Shaft of L.P.(Repaired) | NO | 1 | 905 | TURBO GENERATOR 60-1 | Component & Spares | ZSPR | Muzaffarpur TPS (Kanti Bijli)/ 1087
1111 | Obsolete | M4928220335M | DELETED Split Coupling | NO | 4 | 1408 | TURBO GENERATOR 60-1 | Component & Spares | ZSPR | Muzaffarpur TPS (Kanti Bijli)/ 1087
1112 | Obsolete | M4928230336M | DELETED Roller Housing | NO | 2 | 1308 | TURBO GENERATOR 60-1 | Component & Spares | ZSPR | Muzaffarpur TPS (Kanti Bijli)/ 1087
1113 | Obsolete | M4928240337M | DELETED Coupling Assembly | NO | 1 | 852 | TURBO GENERATOR 60-1 | Component & Spares | ZSPR | Muzaffarpur TPS (Kanti Bijli)/ 1087
1114 | Obsolete | M4934760397M | DELETED Graphite Gland Packing | ROL | 5 | 75 | TURBO GENERATOR 60-1 | Component & Spares | ZSPR | Muzaffarpur TPS (Kanti Bijli)/ 1087
1115 | Obsolete | M4935170406M | DELETED Cerclip 80x 50x 250 | NO | 2 | 370 | TURBO GENERATOR 60-1 | Component & Spares | ZSPR | Muzaffarpur TPS (Kanti Bijli)/ 1087
1116 | Obsolete | M4936016571 | FLOATING LEVER,0-11454-08000/18,KWU | NO | 1 | 51776.91 | TURBO GENERATOR 60-1 | Component & Spares | ZSPR | Muzaffarpur TPS (Kanti Bijli)/ 1087
1117 | Obsolete | M4936017626 | TRIP TEST DEV ASSY,0-11426-08000/0,KWU | NO | 1 | 515723.76 | TURBO GENERATOR 60-1 | Component & Spares | ZSPR | Muzaffarpur TPS (Kanti Bijli)/ 1087
1118 | Obsolete | M4936440420M | DELETED Ceerclip B - 28 | NO | 99 | 4455 | TURBO GENERATOR 60-1 | Component & Spares | ZSPR | Muzaffarpur TPS (Kanti Bijli)/ 1087
1119 | Obsolete | M4936450421M | DELETED Ceerclip A - 10 | NO | 99 | 3465 | TURBO GENERATOR 60-1 | Component & Spares | ZSPR | Muzaffarpur TPS (Kanti Bijli)/ 1087
1120 | Obsolete | M4937010436M | DELETED Plastic Washer | NO | 4 | 112 | TURBO GENERATOR 60-1 | Component & Spares | ZSPR | Muzaffarpur TPS (Kanti Bijli)/ 1087
1121 | Obsolete | M4937400441M | DELETED Iron Ring (P.No. A 34512-089-00) | NO | 1 | 82 | TURBO GENERATOR 60-1 | Component & Spares | ZSPR | Muzaffarpur TPS (Kanti Bijli)/ 1087
1122 | Obsolete | M4939060474M | DELETED Nozzle Segment | NO | 18 | 2700 | TURBO GENERATOR 60-1 | Component & Spares | ZSPR | Muzaffarpur TPS (Kanti Bijli)/ 1087
1123 | Obsolete | M4941020070 | MAIN RELAY ASSY,BHEL | NO | 1 | 3373871 | GOVERNG SYS SPED GOV | Component & Spares | ZSPR | Muzaffarpur TPS (Kanti Bijli)/ 1087
1124 | Obsolete | M4941020083M | DELETED Terning Blead | NO | 100 | 23246 | GOVERNG SYS SPED GOV | Component & Spares | ZSPR | Muzaffarpur TPS (Kanti Bijli)/ 1087
1125 | Obsolete | M4941076004 | CHASING NUT,HY116080130110 | NO | 1 | 182 | GOVERNG SYS SPED GOV | Component & Spares | ZSPR | Muzaffarpur TPS (Kanti Bijli)/ 1087
1126 | Obsolete | M4941076015 | OIL TRANSFORMER ASSY,HY 116080000110 | NO | 1 | 3203967 | GOVERNG SYS SPED GOV | Component & Spares | ZSPR | Muzaffarpur TPS (Kanti Bijli)/ 1087
1127 | Obsolete | M4943176004 | PRESSURE LIMITER DRIVE COMPLETE | NO | 1 | 2942800 | GOVERNING SYSTEM CON | Component & Spares | ZSPR | Muzaffarpur TPS (Kanti Bijli)/ 1087
1128 | Obsolete | M4945010405 | DELETEDWORM WHEEL SHAFT WITH CONVEYOR PU | NO | 1 | 60634.51 | STEAM TURB AUX LUB O | Component & Spares | ZSPR | Muzaffarpur TPS (Kanti Bijli)/ 1087
1129 | Obsolete | M4946016029 | PLAIN BEARING,840169970,VOITH | NO | 1 | 43689.59 | STM TURB AUX FEED WA | Component & Spares | ZSPR | Muzaffarpur TPS (Kanti Bijli)/ 1087
1130 | Obsolete | M4946016107 | REGULATING SHAFT,41340600,VOITH | NO | 1 | 494383.18 | STM TURB AUX FEED WA | Component & Spares | ZSPR | Muzaffarpur TPS (Kanti Bijli)/ 1087
1131 | Obsolete | M4946076012 | MECHANICAL SEAL SHAFT PROTECTION SLEEVE | NO | 1 | 8690 | STM TURB AUX FEED WA | Component & Spares | ZSPR | Muzaffarpur TPS (Kanti Bijli)/ 1087
1132 | Obsolete | M4946630826M | DELETED Starter Current Unit (for AVR), | NO | 1 | 3260 | STM TURB AUX FEED WA | Component & Spares | ZSPR | Muzaffarpur TPS (Kanti Bijli)/ 1087
1133 | Obsolete | M4948016003M | DELETED Condensor Tube I.D. 20 O.D 22 mm | NO | 416 | 2433.6 | CONDENSATE SYSTEM | Component & Spares | ZSPR | Muzaffarpur TPS (Kanti Bijli)/ 1087
1134 | Obsolete | M4948070046 | FLG RBR EXP JOINT | SET | 3 | 81373.5 | CONDENSATE SYSTEM | Component & Spares | ZSPR | Muzaffarpur TPS (Kanti Bijli)/ 1087
1135 | Obsolete | M4948106041 | NOZZLE,3-16101-00183,BHEL | NO | 1 | 3276 | CONDENSATE SYSTEM | Component & Spares | ZSPR | Muzaffarpur TPS (Kanti Bijli)/ 1087
1136 | Obsolete | M4948106042 | NOZZLE,3-16101-00182,BHEL | NO | 1 | 3276 | CONDENSATE SYSTEM | Component & Spares | ZSPR | Muzaffarpur TPS (Kanti Bijli)/ 1087
1137 | Obsolete | M4949661323M | DELETED Cage - 1/1 V 17 4HP | NO | 1 | 1750 | COOLING EQUIPMENTS | Component & Spares | ZSPR | Muzaffarpur TPS (Kanti Bijli)/ 1087
1138 | Obsolete | M4949751324M | DELETED Cage 17-4 pH/V | NO | 1 | 3470 | COOLING EQUIPMENTS | Component & Spares | ZSPR | Muzaffarpur TPS (Kanti Bijli)/ 1087
1139 | Obsolete | M4950056040 | SPINDLE,1-10-1140/6,VALVE | NO | 1 | 10219.54 | SEALING SYSTEM | Component & Spares | ZSPR | Muzaffarpur TPS (Kanti Bijli)/ 1087
1140 | Obsolete | M4950056041 | PISTON ROD,1-10-1140/29,VALVE | NO | 1 | 4642.16 | SEALING SYSTEM | Component & Spares | ZSPR | Muzaffarpur TPS (Kanti Bijli)/ 1087
1141 | Obsolete | M4950056043 | CONE,4-1O-2229,VALVE | NO | 2 | 30090 | SEALING SYSTEM | Component & Spares | ZSPR | Muzaffarpur TPS (Kanti Bijli)/ 1087
1142 | Obsolete | M4950056047 | SLIDE BUSH,1-10-1140/24 | NO | 3 | 12637.5 | SEALING SYSTEM | Component & Spares | ZSPR | Muzaffarpur TPS (Kanti Bijli)/ 1087
1143 | Obsolete | M4950056049 | INNER SPRING,4-1O-2239,VALVE | NO | 1 | 12036.06 | SEALING SYSTEM | Component & Spares | ZSPR | Muzaffarpur TPS (Kanti Bijli)/ 1087
1144 | Obsolete | M4950056050 | SPRING,4-1O-2240,VALVE | NO | 2 | 1926.02 | SEALING SYSTEM | Component & Spares | ZSPR | Muzaffarpur TPS (Kanti Bijli)/ 1087
1145 | Obsolete | M4950056051 | SLIDE,4-1O-2241,VALVE | NO | 2 | 2888.52 | SEALING SYSTEM | Component & Spares | ZSPR | Muzaffarpur TPS (Kanti Bijli)/ 1087
1146 | Obsolete | M4950056055 | OVER SIZE GLAND BUSH,1-10-1140/7,BHEL | NO | 1 | 14443.07 | SEALING SYSTEM | Component & Spares | ZSPR | Muzaffarpur TPS (Kanti Bijli)/ 1087
1147 | Obsolete | M4950056100 | GLAND SEALING,1_10_2059_S,VALVE | NO | 1 | 277973.8 | SEALING SYSTEM | Component & Spares | ZSPR | Muzaffarpur TPS (Kanti Bijli)/ 1087
1148 | Obsolete | M4952330855M | DELETED Closing Coil Spare, Port type 22 | NO | 1 | 1489 | TURBO GENERATOR 60-1 | Component & Spares | ZSPR | Muzaffarpur TPS (Kanti Bijli)/ 1087
1149 | Obsolete | M4952710862M | DELETED CE688.02 ABC 002 Thyrister Modul | NO | 2 | 23760 | TURBO GENERATOR 60-1 | Component & Spares | ZSPR | Muzaffarpur TPS (Kanti Bijli)/ 1087
1150 | Obsolete | M4953630670M | DELETED Bronze Body Face Ring for 250mm | NO | 11 | 5060 | TURBO GENERATOR 60-1 | Component & Spares | ZSPR | Muzaffarpur TPS (Kanti Bijli)/ 1087
1151 | Obsolete | M4953640671M | DELETED Bronze Body Face Ring for 200mm | NO | 4 | 1840 | TURBO GENERATOR 60-1 | Component & Spares | ZSPR | Muzaffarpur TPS (Kanti Bijli)/ 1087
1152 | Obsolete | M4953650672M | DELETED Bronze Body Face Ring (small siz | NO | 4 | 3560 | TURBO GENERATOR 60-1 | Component & Spares | ZSPR | Muzaffarpur TPS (Kanti Bijli)/ 1087
1153 | Obsolete | M4953660673M | DELETED Bronze Door Face for 250 mm R. V | NO | 10 | 12300 | TURBO GENERATOR 60-1 | Component & Spares | ZSPR | Muzaffarpur TPS (Kanti Bijli)/ 1087
1154 | Obsolete | M4953680675M | DELETED Bronze Door Face for (small size | NO | 6 | 5340 | TURBO GENERATOR 60-1 | Component & Spares | ZSPR | Muzaffarpur TPS (Kanti Bijli)/ 1087
1155 | Obsolete | M4988156007 | MAKING COIL,CEX 1250-2000,60-110MW | NO | 4 | 3640 | TURBO GEN. 60-110MW | Component & Spares | ZSPR | Muzaffarpur TPS (Kanti Bijli)/ 1087
1156 | Obsolete | M5021046075 | OIL CATCHER FIN,GENERATOR | NO | 4 | 1233102.96 | GENERATOR | Component & Spares | ZSPR | Muzaffarpur TPS (Kanti Bijli)/ 1087
1157 | Obsolete | M5021256085 | SURVEILLANCE UNIT | NO | 1 | 84946.02 | GENERATOR | Component & Spares | ZSPR | Muzaffarpur TPS (Kanti Bijli)/ 1087
1158 | Obsolete | M5021256086 | FLOW MONITORING UNIT,CT350198019 | NO | 1 | 61729.26 | GENERATOR | Component & Spares | ZSPR | Muzaffarpur TPS (Kanti Bijli)/ 1087
1159 | Obsolete | M5022010137 | POWER TRANSFORMER | NO | 1 | 113062.3 | EXCITATION | Component & Spares | ZSPR | Muzaffarpur TPS (Kanti Bijli)/ 1087
1160 | Obsolete | M5022016028 | DIODE BLOCK ASSY | NO | 1 | 255733.11 | EXCITATION | Component & Spares | ZSPR | Muzaffarpur TPS (Kanti Bijli)/ 1087
1161 | Obsolete | M5022016047 | FACX HI SPEED TRIPPIN RELAY;BBC MAKE;SEE | NO | 6 | 1584 | EXCITATION | Component & Spares | ZSPR | Muzaffarpur TPS (Kanti Bijli)/ 1087
1162 | Obsolete | M5022026024 | MEMORY CARD CT370AV1 | NO | 1 | 50475.27 | EXCITATION | Component & Spares | ZSPR | Muzaffarpur TPS (Kanti Bijli)/ 1087
1163 | Obsolete | M5022026059 | PLSE FNL STG AMPLIFR,UN2001 | NO | 2 | 520 | EXCITATION | Component & Spares | ZSPR | Muzaffarpur TPS (Kanti Bijli)/ 1087
1164 | Obsolete | M5022026079 | TRANSFORMER DRY | NO | 1 | 71149.14 | EXCITATION | Component & Spares | ZSPR | Muzaffarpur TPS (Kanti Bijli)/ 1087
1165 | Obsolete | M5023016176 | H2 INPUT TEMPERATURE INDICATOR,0-99.9 | NO | 5 | 60036.25 | GENER COOLG & SEAL O | Component & Spares | ZSPR | Muzaffarpur TPS (Kanti Bijli)/ 1087
1166 | Obsolete | M5030017862 | DELETEDSEAL RING 64702 OF TG 210 MW | NO | 2 | 239.3 | CONTROL & INSTRUMENT | Component & Spares | ZSPR | Muzaffarpur TPS (Kanti Bijli)/ 1087
1167 | Obsolete | M5030017871 | DELETEDSEAL RING 70940 OF TG 210 MW | NO | 2 | 228.9 | CONTROL & INSTRUMENT | Component & Spares | ZSPR | Muzaffarpur TPS (Kanti Bijli)/ 1087
1168 | Obsolete | M5041016111 | DIAPHRAGM,060-0804-001-A3 | NO | 57 | 14672.94 | SPEED GOVERNOR | Component & Spares | ZSPR | Muzaffarpur TPS (Kanti Bijli)/ 1087
1169 | Obsolete | M5045030761 | DELETEDBRAKE SHOE | NO | 10 | 6750 | LUB OIL SYSTEM | Component & Spares | ZSPR | Muzaffarpur TPS (Kanti Bijli)/ 1087
1170 | Obsolete | M5046156040 | GASKET,7,BHEL,210MW | SET | 4 | 25812 | BOILR FEED WATER SYS | Component & Spares | ZSPR | Muzaffarpur TPS (Kanti Bijli)/ 1087
1171 | Obsolete | M5048056008 | SEAT RING 174PH,CAGE,TYPE -VST-8"XCV=175 | NO | 2 | 1240 | CONDENSATE SYSTEM | Component & Spares | ZSPR | Muzaffarpur TPS (Kanti Bijli)/ 1087
1172 | Obsolete | M5405106011 | HOSE,7.5M,NPRN,F/RAIL TANKER UNLOADING | NO | 150 | 599806.5 | FO UNLOADING /TRANSF | Component & Spares | ZSPR | Muzaffarpur TPS (Kanti Bijli)/ 1087
1173 | Obsolete | M5425356170 | GASKET SET,VST VA2R | SET | 2 | 9393.12 | FUEL OIL FILTRATION | Component & Spares | ZSPR | Muzaffarpur TPS (Kanti Bijli)/ 1087
1174 | Obsolete | M5425356171 | PACKING,VST VA2R | NO | 2 | 1439.28 | FUEL OIL FILTRATION | Component & Spares | ZSPR | Muzaffarpur TPS (Kanti Bijli)/ 1087
1175 | Obsolete | M5425356172 | SEAT RING,VST VA2R | NO | 2 | 13609.88 | FUEL OIL FILTRATION | Component & Spares | ZSPR | Muzaffarpur TPS (Kanti Bijli)/ 1087
1176 | Obsolete | M5425356174 | PLUG,W/STEM,VST VA2R | NO | 2 | 24720 | FUEL OIL FILTRATION | Component & Spares | ZSPR | Muzaffarpur TPS (Kanti Bijli)/ 1087
1177 | Obsolete | M5500281064M | DELETED End Dise (Nut End) 2 - 367- A -1 | NO | 15725 | 15725 | COAL HANDLING PLANT | Component & Spares | ZSPR | Muzaffarpur TPS (Kanti Bijli)/ 1087
1178 | Obsolete | M5500291065M | DELETED End Dise Coller End 2 - 367- A - | NO | 1 | 34619 | COAL HANDLING PLANT | Component & Spares | ZSPR | Muzaffarpur TPS (Kanti Bijli)/ 1087
1179 | Obsolete | M5500301066M | DELETED Space for Crusser | NO | 3288 | 6576 | COAL HANDLING PLANT | Component & Spares | ZSPR | Muzaffarpur TPS (Kanti Bijli)/ 1087
1180 | Obsolete | M5500421067M | DELETED Tramp Iron Deflecter (D.No. 3- 2 | NO | 22514 | 22514 | COAL HANDLING PLANT | Component & Spares | ZSPR | Muzaffarpur TPS (Kanti Bijli)/ 1087
1181 | Obsolete | M5500641068M | DELETED O.Ring for 4.5 x 210mm (P- 73) | NO | 3 | 117 | COAL HANDLING PLANT | Component & Spares | ZSPR | Muzaffarpur TPS (Kanti Bijli)/ 1087
1182 | Obsolete | M5500731069M | DELETED First helical Pinion of Gear Box | NO | 4499 | 4499 | COAL HANDLING PLANT | Component & Spares | ZSPR | Muzaffarpur TPS (Kanti Bijli)/ 1087
1183 | Obsolete | M5500751070M | DELETED Sleev 340x220 D.No. R.4 - B-9342 | NO | 4 | 14000 | COAL HANDLING PLANT | Component & Spares | ZSPR | Muzaffarpur TPS (Kanti Bijli)/ 1087
1184 | Obsolete | M5500761071M | DELETED Brake Bush Coupling (BBC-5) | NO | 8806 | 8806 | COAL HANDLING PLANT | Component & Spares | ZSPR | Muzaffarpur TPS (Kanti Bijli)/ 1087
1185 | Obsolete | M5500801072M | DELETED Worm wheel rim for worm reductio | NO | 4 | 20960 | COAL HANDLING PLANT | Component & Spares | ZSPR | Muzaffarpur TPS (Kanti Bijli)/ 1087
1186 | Obsolete | M5500811073M | DELETED Rubber Bush for W/Tripler as per | NO | 2 | 5000 | COAL HANDLING PLANT | Component & Spares | ZSPR | Muzaffarpur TPS (Kanti Bijli)/ 1087
1187 | Obsolete | M5500851074M | DELETED Bearing Closer of modified | NO | 2 | 12504 | COAL HANDLING PLANT | Component & Spares | ZSPR | Muzaffarpur TPS (Kanti Bijli)/ 1087
1188 | Obsolete | M5500881076M | DELETED Sleev Fixed End (P.No. 8041) | NO | 2 | 180 | COAL HANDLING PLANT | Component & Spares | ZSPR | Muzaffarpur TPS (Kanti Bijli)/ 1087
1189 | Obsolete | M5500891077M | DELETED Spring | NO | 85 | 1530 | COAL HANDLING PLANT | Component & Spares | ZSPR | Muzaffarpur TPS (Kanti Bijli)/ 1087
1190 | Obsolete | M5500921078M | DELETED K.P.C. Flexiable Tube enter lock | NO | 16 | 8100 | COAL HANDLING PLANT | Component & Spares | ZSPR | Muzaffarpur TPS (Kanti Bijli)/ 1087
1191 | Obsolete | M5500931079M | DELETED Secial type bend for LDO unl | NO | 220 | 5500 | COAL HANDLING PLANT | Component & Spares | ZSPR | Muzaffarpur TPS (Kanti Bijli)/ 1087
1192 | Obsolete | M5500961080M | DELETED V- Belt B- 51 | NO | 216 | 5616 | COAL HANDLING PLANT | Component & Spares | ZSPR | Muzaffarpur TPS (Kanti Bijli)/ 1087
1193 | Obsolete | M5500981081M | DELETED V- Belt B- 65 | NO | 12 | 451.44 | COAL HANDLING PLANT | Component & Spares | ZSPR | Muzaffarpur TPS (Kanti Bijli)/ 1087
1194 | Obsolete | M5501021082M | DELETED V- Belt B- 96 | NO | 353 | 1059 | GRANULATOR | Component & Spares | ZSPR | Muzaffarpur TPS (Kanti Bijli)/ 1087
1195 | Obsolete | M5501181089M | DELETED Multi Dise coupling bolt for Fcu | NO | 614 | 11052 | GRANULATOR | Component & Spares | ZSPR | Muzaffarpur TPS (Kanti Bijli)/ 1087
1196 | Obsolete | M5501191090M | DELETED Multi Dise coupling bolt for Fcu | NO | 18 | 12600 | GRANULATOR | Component & Spares | ZSPR | Muzaffarpur TPS (Kanti Bijli)/ 1087
1197 | Obsolete | M5501201091M | DELETED Flood Coupling driving bolt Fcu4 | NO | 24 | 10320 | GRANULATOR | Component & Spares | ZSPR | Muzaffarpur TPS (Kanti Bijli)/ 1087
1198 | Obsolete | M5501311098M | DELETED M.S. Stud for Hydro Ejecter | NO | 6 | 690 | GRANULATOR | Component & Spares | ZSPR | Muzaffarpur TPS (Kanti Bijli)/ 1087
1199 | Obsolete | M5501341099M | DELETED Roller Exel for Feed gate | NO | 216 | 1728 | GRANULATOR | Component & Spares | ZSPR | Muzaffarpur TPS (Kanti Bijli)/ 1087
1200 | Obsolete | M5501351100M | DELETED Extention Spring | NO | 40 | 376800 | GRANULATOR | Component & Spares | ZSPR | Muzaffarpur TPS (Kanti Bijli)/ 1087
1201 | Obsolete | M5501361101M | DELETED Valve Dise | NO | 38 | 129960 | GRANULATOR | Component & Spares | ZSPR | Muzaffarpur TPS (Kanti Bijli)/ 1087
1202 | Obsolete | M5501371102M | DELETED Shaft Sleeve | NO | 2 | 9120 | GRANULATOR | Component & Spares | ZSPR | Muzaffarpur TPS (Kanti Bijli)/ 1087
1203 | Obsolete | M5501381103M | DELETED Empelleer Clamp | NO | 2 | 720 | GRANULATOR | Component & Spares | ZSPR | Muzaffarpur TPS (Kanti Bijli)/ 1087
1204 | Obsolete | M5501391104M | DELETED Inspection Window Assembly | NO | 413 | 826 | GRANULATOR | Component & Spares | ZSPR | Muzaffarpur TPS (Kanti Bijli)/ 1087
1205 | Obsolete | M5501401105M | DELETED Feed Nozel NB - 32 | NO | 8 | 1080 | GRANULATOR | Component & Spares | ZSPR | Muzaffarpur TPS (Kanti Bijli)/ 1087
1206 | Obsolete | M5501411106M | DELETED S.S. Cover | NO | 9 | 2088 | GRANULATOR | Component & Spares | ZSPR | Muzaffarpur TPS (Kanti Bijli)/ 1087
1207 | Obsolete | M5501421107M | DELETED Roller Way | NO | 309 | 3090 | GRANULATOR | Component & Spares | ZSPR | Muzaffarpur TPS (Kanti Bijli)/ 1087
1208 | Obsolete | M5501431108M | DELETED Splite Spacer | NO | 2 | 530 | GRANULATOR | Component & Spares | ZSPR | Muzaffarpur TPS (Kanti Bijli)/ 1087
1209 | Obsolete | M5501471109M | DELETED Speed Packing Glanor | NO | 1 | 4350 | GRANULATOR | Component & Spares | ZSPR | Muzaffarpur TPS (Kanti Bijli)/ 1087
1210 | Obsolete | M5501481110M | DELETED Thrust Ring Retainer | NO | 2 | 1280 | GRANULATOR | Component & Spares | ZSPR | Muzaffarpur TPS (Kanti Bijli)/ 1087
1211 | Obsolete | M5501491111M | DELETED Spare Kit 6" x 83/4" | NO | 10 | 9710 | GRANULATOR | Component & Spares | ZSPR | Muzaffarpur TPS (Kanti Bijli)/ 1087
1212 | Obsolete | M5501501112M | DELETED Spare Kit 1 " x 2.8" | NO | 1 | 840 | GRANULATOR | Component & Spares | ZSPR | Muzaffarpur TPS (Kanti Bijli)/ 1087
1213 | Obsolete | M5501531114M | DELETED M.S. Elbow 25 mm | NO | 102 | 2346 | GRANULATOR | Component & Spares | ZSPR | Muzaffarpur TPS (Kanti Bijli)/ 1087
1214 | Obsolete | M5501721128M | DELETED Roller Exel | NO | 2 | 900 | GRANULATOR | Component & Spares | ZSPR | Muzaffarpur TPS (Kanti Bijli)/ 1087
1215 | Obsolete | M5501851130M | DELETED Adjusting Plug Pin | NO | 3 | 96 | GRANULATOR | Component & Spares | ZSPR | Muzaffarpur TPS (Kanti Bijli)/ 1087
1216 | Obsolete | M5502331134M | DELETED Dise for RV - 1538 - VK | NO | 1 | 220 | PADDLE FEEDER | Component & Spares | ZSPR | Muzaffarpur TPS (Kanti Bijli)/ 1087
1217 | Obsolete | M5504121236M | FEED ROLL LINER,3-65-156-00110 | NO | 7 | 7140 | CONVEYOR / BELT FEED | Component & Spares | ZSPR | Muzaffarpur TPS (Kanti Bijli)/ 1087
1218 | Obsolete | M5504131237M | DELETED Feedroll Blade Spider Assembly | NO | 8 | 2170 | CONVEYOR / BELT FEED | Component & Spares | ZSPR | Muzaffarpur TPS (Kanti Bijli)/ 1087
1219 | Obsolete | M5504141238M | DELETED Feeder Front Liner | NO | 2099 | 2099 | CONVEYOR / BELT FEED | Component & Spares | ZSPR | Muzaffarpur TPS (Kanti Bijli)/ 1087
1220 | Obsolete | M5504151239M | SIDE LINER,3-65-156-00108 | NO | 7 | 13930 | CONVEYOR / BELT FEED | Component & Spares | ZSPR | Muzaffarpur TPS (Kanti Bijli)/ 1087
1221 | Obsolete | M5504161240M | DELETED Front Inspectin Door Liner | NO | 2594 | 2594 | CONVEYOR / BELT FEED | Component & Spares | ZSPR | Muzaffarpur TPS (Kanti Bijli)/ 1087
1222 | Obsolete | M5504171241M | DELETED Flow Sight | NO | 3 | 2010 | CONVEYOR / BELT FEED | Component & Spares | ZSPR | Muzaffarpur TPS (Kanti Bijli)/ 1087
1223 | Obsolete | M5509251258M | DELETED Fusiable Pluck for 10 fcu | NO | 6 | 1110 | COAL HANDLING PLANT | Component & Spares | ZSPR | Muzaffarpur TPS (Kanti Bijli)/ 1087
1224 | Obsolete | M5509261259M | DELETED Multi Disc for 10 fcu | NO | 14 | 1960 | COAL HANDLING PLANT | Component & Spares | ZSPR | Muzaffarpur TPS (Kanti Bijli)/ 1087
1225 | Obsolete | M5514406023 | DRIVE SHEAVE,TRF,VIBROPULSE SCREEN | NO | 3 | 135235.26 | VIBRATING SCREEN | Component & Spares | ZSPR | Muzaffarpur TPS (Kanti Bijli)/ 1087
1226 | Obsolete | M5514406054 | PIVOT MOTOR BASE,TRF,VIBROPULSE SCREEN | NO | 2 | 167434.12 | VIBRATING SCREEN | Component & Spares | ZSPR | Muzaffarpur TPS (Kanti Bijli)/ 1087
1227 | Obsolete | M5515910160M | DELETED Seat Valve 150-111-32220 | NO | 2 | 1944 | COAL HANDLING PLANT | Component & Spares | ZSPR | Muzaffarpur TPS (Kanti Bijli)/ 1087
1228 | Obsolete | M5515960161M | DELETED Gear 150-15-11620 | NO | 1 | 5268 | COAL HANDLING PLANT | Component & Spares | ZSPR | Muzaffarpur TPS (Kanti Bijli)/ 1087
1229 | Obsolete | M5515970162M | DELETED Gear 150-15-12630 | NO | 1 | 5726 | COAL HANDLING PLANT | Component & Spares | ZSPR | Muzaffarpur TPS (Kanti Bijli)/ 1087
1230 | Obsolete | M5518751280M | DELETED Cover 150-10-11342 | NO | 3 | 615 | SAMPLING PLANTS | Component & Spares | ZSPR | Muzaffarpur TPS (Kanti Bijli)/ 1087
1231 | Obsolete | M5518761281M | DELETED Retainer 150-10-11372 | NO | 3 | 1317 | SAMPLING PLANTS | Component & Spares | ZSPR | Muzaffarpur TPS (Kanti Bijli)/ 1087
1232 | Obsolete | M5518890183M | DELETED Coller Inner 154-30-11850 | NO | 7 | 840 | SAMPLING PLANTS | Component & Spares | ZSPR | Muzaffarpur TPS (Kanti Bijli)/ 1087
1233 | Obsolete | M5519150186M | DELETED Diff. Lock Fork 88808 | NO | 2 | 50 | COAL HANDLING PLANT | Component & Spares | ZSPR | Muzaffarpur TPS (Kanti Bijli)/ 1087
1234 | Obsolete | M5519160187M | DELETED Inlet Pipe 89451 | NO | 2 | 20560 | COAL HANDLING PLANT | Component & Spares | ZSPR | Muzaffarpur TPS (Kanti Bijli)/ 1087
1235 | Obsolete | M5519300188M | DELETED LockNut for Clutch Bearing 4021 | NO | 1 | 84 | COAL HANDLING PLANT | Component & Spares | ZSPR | Muzaffarpur TPS (Kanti Bijli)/ 1087
1236 | Obsolete | M5519310189M | DELETED LockNut for Reverse Bevel Pin 40 | NO | 1 | 84 | COAL HANDLING PLANT | Component & Spares | ZSPR | Muzaffarpur TPS (Kanti Bijli)/ 1087
1237 | Obsolete | M5519500190M | DELETED Clutch Casing Sleave 4004 | NO | 1 | 275 | COAL HANDLING PLANT | Component & Spares | ZSPR | Muzaffarpur TPS (Kanti Bijli)/ 1087
1238 | Obsolete | M5519530191M | DELETED Universal Coupling 5013 | NO | 1 | 44 | COAL HANDLING PLANT | Component & Spares | ZSPR | Muzaffarpur TPS (Kanti Bijli)/ 1087
1239 | Obsolete | M5519550193M | DELETED Spherical Bearing for Stearing S | NO | 1 | 1792 | COAL HANDLING PLANT | Component & Spares | ZSPR | Muzaffarpur TPS (Kanti Bijli)/ 1087
1240 | Obsolete | M5519590194M | DELETED Clutch Casing 4008 | NO | 1 | 192 | COAL HANDLING PLANT | Component & Spares | ZSPR | Muzaffarpur TPS (Kanti Bijli)/ 1087
1241 | Obsolete | M5520470197M | DELETED Connection Turbo Exhust 186918 | NO | 1 | 1832 | COAL HANDLING PLANT | Component & Spares | ZSPR | Muzaffarpur TPS (Kanti Bijli)/ 1087
1242 | Obsolete | M5520630202M | DELETED 51750064/3H.T.C.Hose (Hcs 0060) | NO | 4 | 22000 | COAL HANDLING PLANT | Component & Spares | ZSPR | Muzaffarpur TPS (Kanti Bijli)/ 1087
1243 | Obsolete | M5521481283M | DELETED Filter Guage | NO | 1 | 785 | COAL HANDLING PLANT | Component & Spares | ZSPR | Muzaffarpur TPS (Kanti Bijli)/ 1087
1244 | Obsolete | M5524656019 | TRIPPER CHAIN,35,TRF,0679/06 | M | 30 | 344520.9 | MOTORISED TRIPPER | Component & Spares | ZSPR | Muzaffarpur TPS (Kanti Bijli)/ 1087
1245 | Obsolete | M5550520624M | DELETED Nozzle Block - 8A | NO | 2 | 1680 | COAL HANDLING PLANT | Component & Spares | ZSPR | Muzaffarpur TPS (Kanti Bijli)/ 1087
1246 | Obsolete | M5550580628M | DELETED Pivot Operator 37P 623 | NO | 6 | 1470 | COAL HANDLING PLANT | Component & Spares | ZSPR | Muzaffarpur TPS (Kanti Bijli)/ 1087
1247 | Obsolete | M5550600630M | DELETED Belt 75P 183 | NO | 5 | 9625 | COAL HANDLING PLANT | Component & Spares | ZSPR | Muzaffarpur TPS (Kanti Bijli)/ 1087
1248 | Obsolete | M5552930868M | DELETED Thermostat, 15A/230VAC | NO | 3 | 11190 | COAL HANDLING PLANT | Component & Spares | ZSPR | Muzaffarpur TPS (Kanti Bijli)/ 1087
1249 | Obsolete | M5565056097 | CARTRIDGE ASSY,1900/90123,TUSHACO | NO | 1 | 527341.06 | COAL HANDLING PLANT | Component & Spares | ZSPR | Muzaffarpur TPS (Kanti Bijli)/ 1087
1250 | Obsolete | M5592800162 | JUNCTION BOXES FOR VIBRATION PANEL CHP | NO | 3 | 4500 | ELECTRICALS | Component & Spares | ZSPR | Muzaffarpur TPS (Kanti Bijli)/ 1087
1251 | Obsolete | M5592800386 | CARBON BRUSH FOR CONVEYOR 2A/2B/6A/6B | NO | 40 | 15000 | ELECTRICALS | Component & Spares | ZSPR | Muzaffarpur TPS (Kanti Bijli)/ 1087
1252 | Obsolete | M5602010154 | INSPTN WNDW ASMBY INCLDG GLS PANE GSKTS | SET | 7 | 2450 | BOTTOM ASH | Component & Spares | ZSPR | Muzaffarpur TPS (Kanti Bijli)/ 1087
1253 | Obsolete | M5602120009 | SLEEVE,602X-317,300NB,STEEL,INDURE,SC | NO | 80 | 199541.6 | BOTTOM ASH | Component & Spares | ZSPR | Muzaffarpur TPS (Kanti Bijli)/ 1087
1254 | Obsolete | M5602400084M | DELETED 300 NB EZY Coupling Rubber Gask | NO | 330 | 49506.6 | BOTTOM ASH | Component & Spares | ZSPR | Muzaffarpur TPS (Kanti Bijli)/ 1087
1255 | Obsolete | M5608100065 | 8X45DEG.ELBOW PART 728 APH-C.T.ST-2 | NO | 6 | 135528 | FLY ASH | Component & Spares | ZSPR | Muzaffarpur TPS (Kanti Bijli)/ 1087
1256 | Obsolete | M5608100073 | 8X90DEG ELBOW,PART 748 ASH DISPOSAL STII | NO | 19 | 523809.48 | FLY ASH | Component & Spares | ZSPR | Muzaffarpur TPS (Kanti Bijli)/ 1087
1257 | Obsolete | M5608170014 | BLIND FLANGE ,PART NO-3 FOR WETTING HEAD | NO | 8 | 3320 | FLY ASH | Component & Spares | ZSPR | Muzaffarpur TPS (Kanti Bijli)/ 1087
1258 | Obsolete | M5608556013 | 8" ROTARY SEGREGATING VALVE | NO | 8 | 334685.84 | FLY ASH | Component & Spares | ZSPR | Muzaffarpur TPS (Kanti Bijli)/ 1087
1259 | Obsolete | M5609180700M | DELETED Gland Roller Bearing | NO | 28 | 3360 | ASH HANDLING&ASH UTI | Component & Spares | ZSPR | Muzaffarpur TPS (Kanti Bijli)/ 1087
1260 | Obsolete | M5615200046 | BLIND FLANGE 15 FEEDER EJECTORI3049EQ09 | NO | 4 | 1440 | FLY ASH EXTRACTION | Component & Spares | ZSPR | Muzaffarpur TPS (Kanti Bijli)/ 1087
1261 | Obsolete | M5615206013 | COMPLETE ASSLY OF TWIN LOBE AIR BLOWER, | NO | 1 | 107784 | FLY ASH EXTRACTION | Component & Spares | ZSPR | Muzaffarpur TPS (Kanti Bijli)/ 1087
1262 | Obsolete | M5615480046 | 300NB OD-330MM SLEEVE COUPLING | SET | 50 | 157526.5 | FLY ASH EXTRACTION | Component & Spares | ZSPR | Muzaffarpur TPS (Kanti Bijli)/ 1087
1263 | Obsolete | M5615500981 | FLUIDISING PAD NUVA FEDR SIZE 4X48 | NO | 50 | 107823 | FLY ASH EXTRACTION | Component & Spares | ZSPR | Muzaffarpur TPS (Kanti Bijli)/ 1087
1264 | Obsolete | M5615550020 | LINE EXTRACTION Y LATERAL 8X8X845 DEGREE | NO | 10 | 266595.3 | FLY ASH EXTRACTION | Component & Spares | ZSPR | Muzaffarpur TPS (Kanti Bijli)/ 1087
1265 | Obsolete | M5615550021 | FLY ASH EXTRAC Y LATERAL 45DEG 8X8X6 ST2 | NO | 21 | 498672.3 | FLY ASH EXTRACTION | Component & Spares | ZSPR | Muzaffarpur TPS (Kanti Bijli)/ 1087
1266 | Obsolete | M5615550056 | 250NB 90DEG ELBW FLY ASH SLURY LINE | NO | 18 | 496241.1 | FLY ASH EXTRACTION | Component & Spares | ZSPR | Muzaffarpur TPS (Kanti Bijli)/ 1087
1267 | Obsolete | M5615550231 | SLEEVE CPLG SET,200 NB, A-608-F | SET | 14 | 34157.62 | FLY ASH EXTRACTION | Component & Spares | ZSPR | Muzaffarpur TPS (Kanti Bijli)/ 1087
1268 | Obsolete | M5615600081 | MHV ASSEMBLY INDURE MAKE | NO | 1 | 0.01 | FLY ASH EXTRACTION | Component & Spares | ZSPR | Muzaffarpur TPS (Kanti Bijli)/ 1087
1269 | Obsolete | M5653016010 | FLEXIBLE COUPLING,11 | NO | 1 | 130470.37 | ASH HANDLING | Component & Spares | ZSPR | Muzaffarpur TPS (Kanti Bijli)/ 1087
1270 | Obsolete | M5656026001 | WEAR STRIP,542-314,INDURE,FG,600X600MM | NO | 1 | 26427.81 | ASH HANDLING&ASH UTI | Component & Spares | ZSPR | Muzaffarpur TPS (Kanti Bijli)/ 1087
1271 | Obsolete | M5656026004 | DOOR GUIDE RAIL(LFT),544-304L,INDURE | NO | 1 | 5525.79 | ASH HANDLING&ASH UTI | Component & Spares | ZSPR | Muzaffarpur TPS (Kanti Bijli)/ 1087
1272 | Obsolete | M5656146008 | DOOR GUIDE RAIL(RHT),MS,FG,600X900MM | NO | 1 | 5525.79 | ASH HANDLING&ASH UTI | Component & Spares | ZSPR | Muzaffarpur TPS (Kanti Bijli)/ 1087
1273 | Obsolete | M5657276006 | DRIVING GEAR,552-013-01,A-552 | PAA | 2 | 48073.44 | ASH HANDLING | Component & Spares | ZSPR | Muzaffarpur TPS (Kanti Bijli)/ 1087
1274 | Obsolete | M5673026005 | SEAT,ACI,MHV,8X6IN | NO | 6 | 12046.02 | ASH HANDLING | Component & Spares | ZSPR | Muzaffarpur TPS (Kanti Bijli)/ 1087
1275 | Obsolete | M5673026006 | OUTLET VALVE,ACI,MHV,8X6IN | NO | 16 | 103942.56 | ASH HANDLING | Component & Spares | ZSPR | Muzaffarpur TPS (Kanti Bijli)/ 1087
1276 | Obsolete | M5674026003 | REPLACEABLE SEAT,ACI,BIV,8IN | NO | 10 | 34836.7 | ASH HANDLING | Component & Spares | ZSPR | Muzaffarpur TPS (Kanti Bijli)/ 1087
1277 | Obsolete | M5675026001 | SLEEVE,ACI,BUFFER HOPPER | NO | 2 | 52610.98 | ASH HANDLING | Component & Spares | ZSPR | Muzaffarpur TPS (Kanti Bijli)/ 1087
1278 | Obsolete | M5675026002 | DEFLECTOR PLATE,ACI,BUFFER HOPPER | NO | 2 | 22422 | ASH HANDLING | Component & Spares | ZSPR | Muzaffarpur TPS (Kanti Bijli)/ 1087
1279 | Obsolete | M5678000013 | OPEN AIR SLIDE,FLUIDIZING PAD | NO | 2 | 199798 | ASH HANDLING | Component & Spares | ZSPR | Muzaffarpur TPS (Kanti Bijli)/ 1087
1280 | Obsolete | M5678026000M | DELETED Fluidizing Pad | NO | 118 | 272562.3 | ASH HANDLING | Component & Spares | ZSPR | Muzaffarpur TPS (Kanti Bijli)/ 1087
1281 | Obsolete | M5678026001 | FLUIDIZING PAD,300X300X25MM | NO | 52 | 351547.04 | ASH HANDLING | Component & Spares | ZSPR | Muzaffarpur TPS (Kanti Bijli)/ 1087
1282 | Obsolete | M5683016009 | RAIN HOOD SUPPORT,MS,AIV,200NB | NO | 12 | 20532 | ASH HANDLING & ASH | Component & Spares | ZSPR | Muzaffarpur TPS (Kanti Bijli)/ 1087
1283 | Obsolete | M5683106000 | AIR INTAKE VLV ASSY,200NB,MBECL | NO | 6 | 77880 | ASH HANDLING & ASH | Component & Spares | ZSPR | Muzaffarpur TPS (Kanti Bijli)/ 1087
1284 | Obsolete | M5692280883M | DELETED Flushing Nozzel | NO | 66 | 66929.28 | ASH HANDLING&ASH UTI | Component & Spares | ZSPR | Muzaffarpur TPS (Kanti Bijli)/ 1087
1285 | Obsolete | M5695000002 | CHUTE,THK8MM,MS,SILO-AIR SLIDE | NO | 1 | 14239 | ASH HANDLING | Component & Spares | ZSPR | Muzaffarpur TPS (Kanti Bijli)/ 1087
1286 | Obsolete | M5726860720M | DELETED Hub Seal | NO | 8 | 11840 | C.W.SYSTEM | Component & Spares | ZSPR | Muzaffarpur TPS (Kanti Bijli)/ 1087
1287 | Obsolete | M5727450730M | DELETED S.t. Nozzle for C.T. Fan | NO | 2200 | 57200 | C.W.SYSTEM | Component & Spares | ZSPR | Muzaffarpur TPS (Kanti Bijli)/ 1087
1288 | Obsolete | M5754036003 | FAN HUB COVER,HP-6.8 | SET | 6 | 576096.12 | C.W. SYSTEM | Component & Spares | ZSPR | Muzaffarpur TPS (Kanti Bijli)/ 1087
1289 | Obsolete | M5754036004 | HARDWARE(FAN),7,83642-6.0-09 | SET | 1 | 58581.61 | C.W. SYSTEM | Component & Spares | ZSPR | Muzaffarpur TPS (Kanti Bijli)/ 1087
1290 | Obsolete | M5754036005 | GROMMET,78-2647-1,PAHARPUR,HP-6-8 | NO | 58 | 120899.26 | C.W. SYSTEM | Component & Spares | ZSPR | Muzaffarpur TPS (Kanti Bijli)/ 1087
1291 | Obsolete | M5754036012 | BONDED BUSHING,5,PAHARPUR | SET | 60 | 134042.4 | C.W. SYSTEM | Component & Spares | ZSPR | Muzaffarpur TPS (Kanti Bijli)/ 1087
1292 | Obsolete | M5754036015 | YOKE,PAHARPUR,HP-6.8 | SET | 2 | 74468.16 | C.W. SYSTEM | Component & Spares | ZSPR | Muzaffarpur TPS (Kanti Bijli)/ 1087
1293 | Obsolete | M5754036016 | YOKE,1,PAHARPUR,HP-6.8 | SET | 2 | 74468.16 | C.W. SYSTEM | Component & Spares | ZSPR | Muzaffarpur TPS (Kanti Bijli)/ 1087
1294 | Obsolete | M5791490882M | DELETED Return Line Filter OFM-102-25- | NO | 5 | 16789 | C.W.SYSTEM | Component & Spares | ZSPR | Muzaffarpur TPS (Kanti Bijli)/ 1087
1295 | Obsolete | M5793990926M | DELETED F.C Valve 20 inch bore | NO | 6 | 135412.98 | C.W.SYSTEM | Component & Spares | ZSPR | Muzaffarpur TPS (Kanti Bijli)/ 1087
1296 | Obsolete | M5794000927M | DELETED Value disk of 20 inch dia F.C VA | NO | 12 | 4125 | C.W.SYSTEM | Component & Spares | ZSPR | Muzaffarpur TPS (Kanti Bijli)/ 1087
1297 | Obsolete | M5794030929M | DELETED Stem with guide gasket,seal grea | SET | 12 | 121728.96 | C.W.SYSTEM | Component & Spares | ZSPR | Muzaffarpur TPS (Kanti Bijli)/ 1087
1298 | Obsolete | M5794050931M | DELETED Spiral target nozzle | NO | 24300 | 413343 | C.W.SYSTEM | Component & Spares | ZSPR | Muzaffarpur TPS (Kanti Bijli)/ 1087
1299 | Obsolete | M5794110932M | DELETED Pilot Valve single solenoid Oper | NO | 7 | 46262.02 | C.W.SYSTEM | Component & Spares | ZSPR | Muzaffarpur TPS (Kanti Bijli)/ 1087
1300 | Obsolete | M5794120933M | DELETED C4G-815 Pilot operated check val | NO | 6 | 29728.02 | C.W.SYSTEM | Component & Spares | ZSPR | Muzaffarpur TPS (Kanti Bijli)/ 1087
1301 | Obsolete | M5794220939M | DELETED Rubber Expansion bellow for CW D | SET | 1 | 46818 | C.W.SYSTEM | Component & Spares | ZSPR | Muzaffarpur TPS (Kanti Bijli)/ 1087
1302 | Obsolete | M5904256030 | DELETED FILTER ASSEMBLE KOH RESERVOIR, S | NO | 6 | 18072 | WATER ELECTROLYSER | Component & Spares | ZSPR | Muzaffarpur TPS (Kanti Bijli)/ 1087
1303 | Obsolete | M5904256079 | KOH PUMP H2 PLANT | NO | 3 | 15 | WATER ELECTROLYSER | Component & Spares | ZSPR | Muzaffarpur TPS (Kanti Bijli)/ 1087
1304 | Obsolete | M5929950732M | DELETED Regulator Knob | NO | 300 | 1500 | HYGROGEN GENERATION | Component & Spares | ZSPR | Muzaffarpur TPS (Kanti Bijli)/ 1087
1305 | Obsolete | M5930710736M | DELETED Valve Part No. 551B | NO | 3 | 4854 | STATIC EQUIPMENT | Component & Spares | ZSPR | Muzaffarpur TPS (Kanti Bijli)/ 1087
1306 | Obsolete | M6201100030 | ECCENTRIC BOLT OF NH 22 | NO | 3 | 3300 | LATHE CENTRE | Component & Spares | ZSPR | Muzaffarpur TPS (Kanti Bijli)/ 1087
1307 | Obsolete | M6201110220 | PISTON RING FOR NH-26 LATHE. 735032034 | NO | 3 | 1287 | LATHE CENTRE | Component & Spares | ZSPR | Muzaffarpur TPS (Kanti Bijli)/ 1087
1308 | Obsolete | M6201160038 | WIPER FOR FLATE(LH)J11C-50 MK LATHE 1550 | NO | 1 | 95 | LATHE CENTRE | Component & Spares | ZSPR | Muzaffarpur TPS (Kanti Bijli)/ 1087
1309 | Obsolete | M6201586041 | BRACKET,F047202,HMT,LB17/1000 | NO | 2 | 6136.26 | LATHE CENTRE | Component & Spares | ZSPR | Muzaffarpur TPS (Kanti Bijli)/ 1087
1310 | Obsolete | M6219231025M | DELETED Oil Seal on Forward Clutch Plate | NO | 1 | 264 | WORKSHOP ITEMS | Component & Spares | ZSPR | Muzaffarpur TPS (Kanti Bijli)/ 1087
1311 | Obsolete | M6220746012 | STRAIGHT GRINDER,GQ4 | NO | 1 | 6370 | GRINDERS | Component & Spares | ZSPR | Muzaffarpur TPS (Kanti Bijli)/ 1087
1312 | Obsolete | M6305036001 | EM BRAKE - MAIN HOIST | NO | 1 | 125000 | EOT CRANE | Component & Spares | ZSPR | Muzaffarpur TPS (Kanti Bijli)/ 1087
1313 | Obsolete | M6317016077 | DELETED CLUTCH PLATE ESCORT HYDRA / TRAC | NO | 1 | 1275 | MOBILE CRANE | Component & Spares | ZSPR | Muzaffarpur TPS (Kanti Bijli)/ 1087
1314 | Obsolete | M6317016174 | DELETED BRAKE LINING SET ESCORT HYDRA | NO | 4 | 368 | MOBILE CRANE | Component & Spares | ZSPR | Muzaffarpur TPS (Kanti Bijli)/ 1087
1315 | Obsolete | M6317016216 | DELETED ELEMENT AIR FILTER HYDRA | NO | 2 | 56 | MOBILE CRANE | Component & Spares | ZSPR | Muzaffarpur TPS (Kanti Bijli)/ 1087
1316 | Obsolete | M6317016243 | DELETED GASKET KIT FOR HYDRA | NO | 2 | 220 | MOBILE CRANE | Component & Spares | ZSPR | Muzaffarpur TPS (Kanti Bijli)/ 1087
1317 | Obsolete | M6317016515 | DELETED SEALED BRG 518211-P4-HYDRA C8000 | NO | 2 | 1050 | MOBILE CRANE | Component & Spares | ZSPR | Muzaffarpur TPS (Kanti Bijli)/ 1087
1318 | Obsolete | M6317016581 | DELETED BRG ROLLER-54320108-P4-HYDRA C80 | NO | 1 | 440 | MOBILE CRANE | Component & Spares | ZSPR | Muzaffarpur TPS (Kanti Bijli)/ 1087
1319 | Obsolete | M6317016621 | DELETED SPACER 9032210-P4-HYDRA C8000 | NO | 2 | 70 | MOBILE CRANE | Component & Spares | ZSPR | Muzaffarpur TPS (Kanti Bijli)/ 1087
1320 | Obsolete | M6317016658 | DELETED SEALING RING 411040-P4-HYDRA C80 | NO | 30 | 25200 | MOBILE CRANE | Component & Spares | ZSPR | Muzaffarpur TPS (Kanti Bijli)/ 1087
1321 | Obsolete | M6317016682 | DELETED PISTONRINGSET030 O/S-84955CP4-HY | NO | 4 | 1716 | MOBILE CRANE | Component & Spares | ZSPR | Muzaffarpur TPS (Kanti Bijli)/ 1087
1322 | Obsolete | M6317016683 | DELETED THERMOSTAT UNIT 32550-P4-HYDRA C | NO | 1 | 310 | MOBILE CRANE | Component & Spares | ZSPR | Muzaffarpur TPS (Kanti Bijli)/ 1087
1323 | Obsolete | M6317016690 | DELETED PUSH BUTTON 717210 -P4-HYDRA C80 | NO | 3 | 414.99 | MOBILE CRANE | Component & Spares | ZSPR | Muzaffarpur TPS (Kanti Bijli)/ 1087
1324 | Obsolete | M6317016981 | DELETED CAP INLET & EXAUST VALVE | NO | 1 | 870 | MOBILE CRANE | Component & Spares | ZSPR | Muzaffarpur TPS (Kanti Bijli)/ 1087
1325 | Obsolete | M6317017008 | DELETED BALL 54360101 -P4-HYDRA C8000 | NO | 5 | 370 | MOBILE CRANE | Component & Spares | ZSPR | Muzaffarpur TPS (Kanti Bijli)/ 1087
1326 | Obsolete | M6317017352 | BUSH,0050012,ESCORT,CRANE,HYDRA C8000 | NO | 1 | 3036.46 | MOBILE CRANE | Component & Spares | ZSPR | Muzaffarpur TPS (Kanti Bijli)/ 1087
1327 | Obsolete | M6317017489 | CONNECTION HOSE,0200092,ESCORT,CRANE | NO | 1 | 1414.58 | MOBILE CRANE | Component & Spares | ZSPR | Muzaffarpur TPS (Kanti Bijli)/ 1087
1328 | Obsolete | M6317017490 | CONNECTION HOSE,0200986,ESCORT,CRANE | NO | 1 | 2100.08 | MOBILE CRANE | Component & Spares | ZSPR | Muzaffarpur TPS (Kanti Bijli)/ 1087
1329 | Obsolete | M6317017564 | CYLINDER,Y.05.35.01.0,ESCORT,CRANE | NO | 2 | 1125.34 | MOBILE CRANE | Component & Spares | ZSPR | Muzaffarpur TPS (Kanti Bijli)/ 1087
1330 | Obsolete | M6317017659 | ENGAGEMENT LEVER,7.15.64.0,ESCORT,CRANE | NO | 1 | 1593.88 | MOBILE CRANE | Component & Spares | ZSPR | Muzaffarpur TPS (Kanti Bijli)/ 1087
1331 | Obsolete | M6317017810 | HIGH PRESSURE HOSE,85.50.29.2,ESCORT | NO | 2 | 1780.02 | MOBILE CRANE | Component & Spares | ZSPR | Muzaffarpur TPS (Kanti Bijli)/ 1087
1332 | Obsolete | M6317017812 | HIGH PRESSURE HOSE,T.05.51.09.0,ESCORT | NO | 2 | 1638.46 | MOBILE CRANE | Component & Spares | ZSPR | Muzaffarpur TPS (Kanti Bijli)/ 1087
1333 | Obsolete | M6317017954 | LEVER&FORK ASSY,M110330,ESCORT | NO | 1 | 311.05 | MOBILE CRANE | Component & Spares | ZSPR | Muzaffarpur TPS (Kanti Bijli)/ 1087
1334 | Obsolete | M6317018140 | PIN,0610102,ESCORT,CRANE,HYDRA C8000 | NO | 3 | 1589.58 | MOBILE CRANE | Component & Spares | ZSPR | Muzaffarpur TPS (Kanti Bijli)/ 1087
1335 | Obsolete | M6317018141 | PIN,2478,ESCORT,CRANE,HYDRA C8000 | NO | 2 | 1390.8 | MOBILE CRANE | Component & Spares | ZSPR | Muzaffarpur TPS (Kanti Bijli)/ 1087
1336 | Obsolete | M6317018142 | PIN,307196,ESCORT,CRANE,HYDRA C8000 | NO | 1 | 1005.45 | MOBILE CRANE | Component & Spares | ZSPR | Muzaffarpur TPS (Kanti Bijli)/ 1087
1337 | Obsolete | M6317018143 | PIN,54.66.03.23,ESCORT,HYDRA C8000 | NO | 2 | 768.7 | MOBILE CRANE | Component & Spares | ZSPR | Muzaffarpur TPS (Kanti Bijli)/ 1087
1338 | Obsolete | M6317018144 | PIN,85.00.43.0,ESCORT,HYDRA C8000 | NO | 2 | 796.48 | MOBILE CRANE | Component & Spares | ZSPR | Muzaffarpur TPS (Kanti Bijli)/ 1087
1339 | Obsolete | M6317018346 | RESERVOIR,M410980,ESCORT,CRANE | NO | 1 | 4349.73 | MOBILE CRANE | Component & Spares | ZSPR | Muzaffarpur TPS (Kanti Bijli)/ 1087
1340 | Obsolete | M6317018408 | RPM METER,85.17.903.0,ESCORT,CRANE | NO | 4 | 30037.16 | MOBILE CRANE | Component & Spares | ZSPR | Muzaffarpur TPS (Kanti Bijli)/ 1087
1341 | Obsolete | M6317018467 | SEAL KIT,SPY.2153.000,ESCORT,HYDRA C8000 | NO | 2 | 13533.7 | MOBILE CRANE | Component & Spares | ZSPR | Muzaffarpur TPS (Kanti Bijli)/ 1087
1342 | Obsolete | M6317018576 | SLOTTED NUT,N7.30X2,ESCORT,CRANE | NO | 1 | 158.46 | MOBILE CRANE | Component & Spares | ZSPR | Muzaffarpur TPS (Kanti Bijli)/ 1087
1343 | Obsolete | M6317018591 | SPACER,8.38.38.0,ESCORT,CRANE | NO | 1 | 833.09 | MOBILE CRANE | Component & Spares | ZSPR | Muzaffarpur TPS (Kanti Bijli)/ 1087
1344 | Obsolete | M6317018806 | LIFT CYLINDER TUBE,V19.45.810.0,ESCORT | NO | 2 | 1741.48 | MOBILE CRANE | Component & Spares | ZSPR | Muzaffarpur TPS (Kanti Bijli)/ 1087
1345 | Obsolete | M6317018808 | LOWER TUBE,Y.04.45.04.0,ESCORT | NO | 2 | 2106.02 | MOBILE CRANE | Component & Spares | ZSPR | Muzaffarpur TPS (Kanti Bijli)/ 1087
1346 | Obsolete | M6317236171 | SEAL KEY WAY,3008947,TATA,CRANE,1055 BLC | NO | 2 | 2450 | MOBILE CRANE | Component & Spares | ZSPR | Muzaffarpur TPS (Kanti Bijli)/ 1087
1347 | Obsolete | M6317236195 | COIL ASSY,134074,TATA,CRANE,1055 BLC | NO | 1 | 3100 | MOBILE CRANE | Component & Spares | ZSPR | Muzaffarpur TPS (Kanti Bijli)/ 1087
1348 | Obsolete | M6317236198 | SEALING RING,154088,TATA,CRANE,1055 BLC | NO | 8 | 2200 | MOBILE CRANE | Component & Spares | ZSPR | Muzaffarpur TPS (Kanti Bijli)/ 1087
1349 | Obsolete | M6317236214 | PISTON ROD,3118Z2,TATA P&H,CRANE | NO | 8 | 944 | MOBILE CRANE | Component & Spares | ZSPR | Muzaffarpur TPS (Kanti Bijli)/ 1087
1350 | Obsolete | M6317236314 | LINE TUBE,TATA,1055,3/8IN | NO | 5 | 2585 | MOBILE CRANE | Component & Spares | ZSPR | Muzaffarpur TPS (Kanti Bijli)/ 1087
1351 | Obsolete | M6317236393 | O-RING,TATA,1055,F/BALANCE COUNTER VLV | NO | 3 | 4065 | MOBILE CRANE | Component & Spares | ZSPR | Muzaffarpur TPS (Kanti Bijli)/ 1087
1352 | Obsolete | M6317236463 | HEAD LAMP LH,8.17.01.0,TATA,CRANE,1055 | NO | 2 | 190.02 | MOBILE CRANE | Component & Spares | ZSPR | Muzaffarpur TPS (Kanti Bijli)/ 1087
1353 | Obsolete | M6317236464 | HEAD LAMP RH,5.17.02.0,TATA,CRANE,1055 | NO | 1 | 190 | MOBILE CRANE | Component & Spares | ZSPR | Muzaffarpur TPS (Kanti Bijli)/ 1087
1354 | Obsolete | M6317236468 | MAIN SWITCH,TATA,CRANE,1055 | NO | 1 | 247 | MOBILE CRANE | Component & Spares | ZSPR | Muzaffarpur TPS (Kanti Bijli)/ 1087
1355 | Obsolete | M6317236499 | VALVE BLADDER,TATA,CRANE,1055 | NO | 2 | 1768 | MOBILE CRANE | Component & Spares | ZSPR | Muzaffarpur TPS (Kanti Bijli)/ 1087
1356 | Obsolete | M6317340028 | ***FUEL FILTER SET | NO | 1 | 632 | MOBILE CRANE | Component & Spares | ZSPR | Muzaffarpur TPS (Kanti Bijli)/ 1087
1357 | Obsolete | M6317350039 | CLUTCH PLATE 85.18.12.3 OF 10T CRANE | NO | 1 | 1275 | MOBILE CRANE | Component & Spares | ZSPR | Muzaffarpur TPS (Kanti Bijli)/ 1087
1358 | Obsolete | M6317350099 | FUELCOCK-V 8379011 OF 10 T CRANE | NO | 1 | 12 | MOBILE CRANE | Component & Spares | ZSPR | Muzaffarpur TPS (Kanti Bijli)/ 1087
1359 | Obsolete | M6317406071 | TOGGLE SWITCH,Z7872000174,TIL | NO | 20 | 1140 | MOBILE CRANE | Component & Spares | ZSPR | Muzaffarpur TPS (Kanti Bijli)/ 1087
1360 | Obsolete | M6317426014 | DELETED CONNECTION ASSY 8.19.06.00,AUTOB | NO | 1 | 1530 | MOBILE CRANE | Component & Spares | ZSPR | Muzaffarpur TPS (Kanti Bijli)/ 1087
1361 | Obsolete | M6317426041 | DELETED OIL PRESSURE PIPE (AUTO BASE) | NO | 1 | 6403 | MOBILE CRANE | Component & Spares | ZSPR | Muzaffarpur TPS (Kanti Bijli)/ 1087
1362 | Obsolete | M6317426064 | DELETED RUBBER CAP,AUTO BASE | NO | 2 | 56 | MOBILE CRANE | Component & Spares | ZSPR | Muzaffarpur TPS (Kanti Bijli)/ 1087
1363 | Obsolete | M6317426085 | DELETED DOWTY SEAL 8509633,AUTO BASE | NO | 10 | 140 | MOBILE CRANE | Component & Spares | ZSPR | Muzaffarpur TPS (Kanti Bijli)/ 1087
1364 | Obsolete | M6317426125 | DELETED DECARBONISING SET,AUTO BASE | NO | 4 | 2173 | MOBILE CRANE | Component & Spares | ZSPR | Muzaffarpur TPS (Kanti Bijli)/ 1087
1365 | Obsolete | M6317426142 | DELETED SEAL,AUTO BASE | NO | 4 | 180 | MOBILE CRANE | Component & Spares | ZSPR | Muzaffarpur TPS (Kanti Bijli)/ 1087
1366 | Obsolete | M6317426144 | DELETED CAP,AUTO BASE | NO | 1 | 28 | MOBILE CRANE | Component & Spares | ZSPR | Muzaffarpur TPS (Kanti Bijli)/ 1087
1367 | Obsolete | M6317426155 | DELETED CLUTCH FACING SET,AUTO BASE | NO | 6 | 14610 | MOBILE CRANE | Component & Spares | ZSPR | Muzaffarpur TPS (Kanti Bijli)/ 1087
1368 | Obsolete | M6317426215 | DELETED BEARING,,AUTO BASE | NO | 4 | 1148 | MOBILE CRANE | Component & Spares | ZSPR | Muzaffarpur TPS (Kanti Bijli)/ 1087
1369 | Obsolete | M6317426216 | DELETED BEARING,AUTO BASE | NO | 4 | 3320 | MOBILE CRANE | Component & Spares | ZSPR | Muzaffarpur TPS (Kanti Bijli)/ 1087
1370 | Obsolete | M6317426234 | DELETED CONNECTION,AUTO BASE | NO | 1 | 25 | MOBILE CRANE | Component & Spares | ZSPR | Muzaffarpur TPS (Kanti Bijli)/ 1087
1371 | Obsolete | M6317426237 | DELETED DIESEL FUEL PUMP COUPLING,AUTO B | NO | 1 | 165 | MOBILE CRANE | Component & Spares | ZSPR | Muzaffarpur TPS (Kanti Bijli)/ 1087
1372 | Obsolete | M6317426256 | DELETED 'O' RING ,AUTO BASE | NO | 2 | 90 | MOBILE CRANE | Component & Spares | ZSPR | Muzaffarpur TPS (Kanti Bijli)/ 1087
1373 | Obsolete | M6317426285 | DELETED TORSION SPRING,AUTO BASE | NO | 1 | 9420 | MOBILE CRANE | Component & Spares | ZSPR | Muzaffarpur TPS (Kanti Bijli)/ 1087
1374 | Obsolete | M6317426296 | DELETED SEAL RING OIL FILTER,AUTO BASE | NO | 4 | 3360 | MOBILE CRANE | Component & Spares | ZSPR | Muzaffarpur TPS (Kanti Bijli)/ 1087
1375 | Obsolete | M6317426348 | DELETED BUSHING 213820,AUTO BASE | NO | 1 | 1000 | MOBILE CRANE | Component & Spares | ZSPR | Muzaffarpur TPS (Kanti Bijli)/ 1087
1376 | Obsolete | M6317426357 | BYPASS WATER HOSE,AUTOBASE | NO | 1 | 65 | MOBILE CRANE | Component & Spares | ZSPR | Muzaffarpur TPS (Kanti Bijli)/ 1087
1377 | Obsolete | M6317426366 | DELETED GASKET MANIFOLD,AUTO BASE | NO | 5 | 2625 | MOBILE CRANE | Component & Spares | ZSPR | Muzaffarpur TPS (Kanti Bijli)/ 1087
1378 | Obsolete | M6317426404 | DELETED RING SEALING,AUTO BASE | NO | 4 | 1100 | MOBILE CRANE | Component & Spares | ZSPR | Muzaffarpur TPS (Kanti Bijli)/ 1087
1379 | Obsolete | M6317426545 | DELETED PACKING U TYPE ( AUTO BASE ) | NO | 1 | 210 | MOBILE CRANE | Component & Spares | ZSPR | Muzaffarpur TPS (Kanti Bijli)/ 1087
1380 | Obsolete | M6317426581 | DELETED DISTANCE PIECE ( AUTO BASE ) | NO | 1 | 25 | MOBILE CRANE | Component & Spares | ZSPR | Muzaffarpur TPS (Kanti Bijli)/ 1087
1381 | Obsolete | M6317426630 | DELETED ROLLER BEARING ( AUTO BASE ) | NO | 2 | 9800 | MOBILE CRANE | Component & Spares | ZSPR | Muzaffarpur TPS (Kanti Bijli)/ 1087
1382 | Obsolete | M6317426646 | DELETED OIL SEAL ( AUTO BASE ) | NO | 1 | 140 | MOBILE CRANE | Component & Spares | ZSPR | Muzaffarpur TPS (Kanti Bijli)/ 1087
1383 | Obsolete | M6317426663 | DELETED BALL BEARING ( AUTO BASE ) | NO | 2 | 280 | MOBILE CRANE | Component & Spares | ZSPR | Muzaffarpur TPS (Kanti Bijli)/ 1087
1384 | Obsolete | M6317426672 | DELETED COVER ( AUTO BASE ) | NO | 2 | 830 | MOBILE CRANE | Component & Spares | ZSPR | Muzaffarpur TPS (Kanti Bijli)/ 1087
1385 | Obsolete | M6317426695 | DELETED GASKET CORROSION RESISTER (A/BAS | NO | 2 | 1428 | MOBILE CRANE | Component & Spares | ZSPR | Muzaffarpur TPS (Kanti Bijli)/ 1087
1386 | Obsolete | M6317426698 | DELETED HALF AXLE 9.24.02.0 ( AUTO BASE | NO | 1 | 1020 | MOBILE CRANE | Component & Spares | ZSPR | Muzaffarpur TPS (Kanti Bijli)/ 1087
1387 | Obsolete | M6317426713 | DELETED WORM WHEEL CENTRE ( AUTO BASE ) | NO | 1 | 396 | MOBILE CRANE | Component & Spares | ZSPR | Muzaffarpur TPS (Kanti Bijli)/ 1087
1388 | Obsolete | M6317426714 | DELETED KEY WASHER FOR WORM WHEEL ( AUT | NO | 1 | 785 | MOBILE CRANE | Component & Spares | ZSPR | Muzaffarpur TPS (Kanti Bijli)/ 1087
1389 | Obsolete | M6317426803 | DELETED SWITCH KEY (PS 3575) (AUTO BASE) | NO | 1 | 565 | MOBILE CRANE | Component & Spares | ZSPR | Muzaffarpur TPS (Kanti Bijli)/ 1087
1390 | Obsolete | M6317606104 | STRAIN RELIEF CLAMP,7300000429,RT-630C | NO | 16 | 17752 | MOBILE CRANE | Component & Spares | ZSPR | Muzaffarpur TPS (Kanti Bijli)/ 1087
1391 | Obsolete | M6505010023 | VEHICLE,CONCRETE MIXER | NO | 1 | 10430 | CONCRETE VIBRATOR MI | Component & Spares | ZSPR | Muzaffarpur TPS (Kanti Bijli)/ 1087
1392 | Obsolete | M6515011103 | HOSE ASSY,768PH02061,BEML,BD355 | NO | 1 | 421.05 | DOZER | Component & Spares | ZSPR | Muzaffarpur TPS (Kanti Bijli)/ 1087
1393 | Obsolete | M6515036315 | Deleted SCAVENGING PUMP P NO.125TC03008 | NO | 14 | 7366.52 | DOZER | Component & Spares | ZSPR | Muzaffarpur TPS (Kanti Bijli)/ 1087
1394 | Obsolete | M6515040570 | Deleted RING PISTON 1703014230 | NO | 3 | 7800 | DOZER | Component & Spares | ZSPR | Muzaffarpur TPS (Kanti Bijli)/ 1087
1395 | Obsolete | M6515040621 | Deleted HOSE-CHH2201204 | NO | 9 | 675 | DOZER | Component & Spares | ZSPR | Muzaffarpur TPS (Kanti Bijli)/ 1087
1396 | Obsolete | M6515046068 | DELETED HOSE FUEL P.NO.1003000 SS FOR D- | NO | 7 | 588 | DOZER | Component & Spares | ZSPR | Muzaffarpur TPS (Kanti Bijli)/ 1087
1397 | Obsolete | M6515046122 | DELETED BOLT SEAL FOR CUMMINS E/E#153518 | NO | 6 | 1890 | DOZER | Component & Spares | ZSPR | Muzaffarpur TPS (Kanti Bijli)/ 1087
1398 | Obsolete | M6515046123 | DELETED GASKET OIL COVER-HSG# 133190-D15 | NO | 2 | 1000 | DOZER | Component & Spares | ZSPR | Muzaffarpur TPS (Kanti Bijli)/ 1087
1399 | Obsolete | M6515046560 | DELETED HALFCOL.VLV127554-KT1150-BEML DO | NO | 18 | 900 | DOZER | Component & Spares | ZSPR | Muzaffarpur TPS (Kanti Bijli)/ 1087
1400 | Obsolete | M6515046711 | DELETED BUSHING # 1751012230-BEML DOZER- | NO | 2 | 2000 | DOZER | Component & Spares | ZSPR | Muzaffarpur TPS (Kanti Bijli)/ 1087
1401 | Obsolete | M6515050096 | Deleted HOSE-P.NO.0063495 FOR DOZER D15- | NO | 2 | 2400 | DOZER | Component & Spares | ZSPR | Muzaffarpur TPS (Kanti Bijli)/ 1087
1402 | Obsolete | M6515050125 | Deleted BUSHING PT.NO 176-32-11142 | NO | 5 | 4135 | DOZER | Component & Spares | ZSPR | Muzaffarpur TPS (Kanti Bijli)/ 1087
1403 | Obsolete | M6515050146 | Deleted GASKET P/N- 0700301015 | NO | 5 | 550 | DOZER | Component & Spares | ZSPR | Muzaffarpur TPS (Kanti Bijli)/ 1087
1404 | Obsolete | M6515050156 | Deleted SEAL DUST 07016-00908, 195-63-94 | NO | 2 | 1516 | DOZER | Component & Spares | ZSPR | Muzaffarpur TPS (Kanti Bijli)/ 1087
1405 | Obsolete | M6515050316 | Deleted CIRCLIP 04.500222 | NO | 33 | 1485 | DOZER | Component & Spares | ZSPR | Muzaffarpur TPS (Kanti Bijli)/ 1087
1406 | Obsolete | M6515050516 | Deleted BUSHING ASSY P/N- 1753000081 | SET | 10 | 1650 | DOZER | Component & Spares | ZSPR | Muzaffarpur TPS (Kanti Bijli)/ 1087
1407 | Obsolete | M6515050523 | Deleted BEARING FOR CLUTCH OPERATING | NO | 1 | 140 | DOZER | Component & Spares | ZSPR | Muzaffarpur TPS (Kanti Bijli)/ 1087
1408 | Obsolete | M6515050526 | Deleted BEARING ROLLER FOR CLUTCH SHAFT | NO | 1 | 269 | DOZER | Component & Spares | ZSPR | Muzaffarpur TPS (Kanti Bijli)/ 1087
1409 | Obsolete | M6515050542 | Deleted CLUTCH PRESSURE RING | NO | 5 | 942 | DOZER | Component & Spares | ZSPR | Muzaffarpur TPS (Kanti Bijli)/ 1087
1410 | Obsolete | M6515050567 | Deleted PIN FOR CLUTCH CASING | NO | 5 | 1950 | DOZER | Component & Spares | ZSPR | Muzaffarpur TPS (Kanti Bijli)/ 1087
1411 | Obsolete | M6515050577 | Deleted COLLLAR P/N- 1701011342 | NO | 3 | 3765 | DOZER | Component & Spares | ZSPR | Muzaffarpur TPS (Kanti Bijli)/ 1087
1412 | Obsolete | M6515050619 | Deleted ELBOW HOSE P/N- 0068139 | NO | 2 | 500 | DOZER | Component & Spares | ZSPR | Muzaffarpur TPS (Kanti Bijli)/ 1087
1413 | Obsolete | M6515050711 | Deleted PINION HOUSING ASSY | NO | 1 | 835 | DOZER | Component & Spares | ZSPR | Muzaffarpur TPS (Kanti Bijli)/ 1087
1414 | Obsolete | M6515050813 | Deleted RING SEAL ASSEMBLY 1983000070 | NO | 2 | 220 | DOZER | Component & Spares | ZSPR | Muzaffarpur TPS (Kanti Bijli)/ 1087
1415 | Obsolete | M6515056209 | DELETED HOSE FOR BEML DOZER D-155A | NO | 3 | 3201 | DOZER | Component & Spares | ZSPR | Muzaffarpur TPS (Kanti Bijli)/ 1087
1416 | Obsolete | M6515056531 | DELETED RADIATOR ASSY FOR BEML DOZER,D15 | NO | 1 | 9340 | DOZER | Component & Spares | ZSPR | Muzaffarpur TPS (Kanti Bijli)/ 1087
1417 | Obsolete | M6515070750 | DELETED ROLLER BEARING,PART NO. 06042002 | NO | 3 | 14700 | DOZER | Component & Spares | ZSPR | Muzaffarpur TPS (Kanti Bijli)/ 1087
1418 | Obsolete | M6515070786 | DELETED HOSE ASSLY PTN 0710400503 FOR D1 | NO | 6 | 390 | DOZER | Component & Spares | ZSPR | Muzaffarpur TPS (Kanti Bijli)/ 1087
1419 | Obsolete | M6515076249 | Deleted BOLT FOR DOZER D155A-1 BEML | NO | 30 | 1500 | DOZER | Component & Spares | ZSPR | Muzaffarpur TPS (Kanti Bijli)/ 1087
1420 | Obsolete | M6515076285 | Deleted NUTFOR ADJ. SCREW OF ROCKER D155 | NO | 18 | 990 | DOZER | Component & Spares | ZSPR | Muzaffarpur TPS (Kanti Bijli)/ 1087
1421 | Obsolete | M6515076487 | Deleted SEAL,KEY WAY FOR ENG OF D155A | NO | 2 | 1405 | DOZER | Component & Spares | ZSPR | Muzaffarpur TPS (Kanti Bijli)/ 1087
1422 | Obsolete | M6515076570 | Deleted SCREW ADJUSTIN OF ENG KT-1150 OF | NO | 30 | 750 | DOZER | Component & Spares | ZSPR | Muzaffarpur TPS (Kanti Bijli)/ 1087
1423 | Obsolete | M6515076704 | Deleted FOR D-155 FINAL DRIVE,WASHER LOC | NO | 4 | 1240 | DOZER | Component & Spares | ZSPR | Muzaffarpur TPS (Kanti Bijli)/ 1087
1424 | Obsolete | M6515076962 | Deleted VALVE SEAL 6127191324 | NO | 8 | 1520 | DOZER | Component & Spares | ZSPR | Muzaffarpur TPS (Kanti Bijli)/ 1087
1425 | Obsolete | M6515077299 | DELETED HOUSING IST CLUTCH, P.NO. 175154 | NO | 1 | 9420 | DOZER | Component & Spares | ZSPR | Muzaffarpur TPS (Kanti Bijli)/ 1087
1426 | Obsolete | M6515077654 | DELETED HOUSING ASSY. FOR FORWARD CLUTCH | NO | 1 | 9420 | DOZER | Component & Spares | ZSPR | Muzaffarpur TPS (Kanti Bijli)/ 1087
1427 | Obsolete | M6515078206 | DELETED BACKPU RING, SPARE FOR WHEEL DOZ | NO | 3 | 1125 | DOZER | Component & Spares | ZSPR | Muzaffarpur TPS (Kanti Bijli)/ 1087
1428 | Obsolete | M6515081354 | O-RING,0700005125,BEML,DOZER,D-120 | NO | 30 | 12600 | DOZER | Component & Spares | ZSPR | Muzaffarpur TPS (Kanti Bijli)/ 1087
1429 | Obsolete | M6515081389 | SPRING,17010-15262,BEML,DOZER,D-120 | NO | 6 | 42420 | DOZER | Component & Spares | ZSPR | Muzaffarpur TPS (Kanti Bijli)/ 1087
1430 | Obsolete | M6515081390 | SPRING,175-1012651,BEML,DOZER,D-120 | NO | 4 | 28280 | DOZER | Component & Spares | ZSPR | Muzaffarpur TPS (Kanti Bijli)/ 1087
1431 | Obsolete | M6515081392 | SPRING,1701015340,BEML,DOZER,D-120 | NO | 10 | 70700 | DOZER | Component & Spares | ZSPR | Muzaffarpur TPS (Kanti Bijli)/ 1087
1432 | Obsolete | M6515081423 | CLAMP PLATE BEARING,BEML,DOZER,D-120 | NO | 1 | 318 | DOZER | Component & Spares | ZSPR | Muzaffarpur TPS (Kanti Bijli)/ 1087
1433 | Obsolete | M6515081618 | LUBRICATOR,150-30-13530,BEML,DOZER,D-120 | NO | 5 | 6575 | DOZER | Component & Spares | ZSPR | Muzaffarpur TPS (Kanti Bijli)/ 1087
1434 | Obsolete | M6515081676 | BEARING,192915,BEML,DOZER,D-120 | NO | 5 | 1900 | DOZER | Component & Spares | ZSPR | Muzaffarpur TPS (Kanti Bijli)/ 1087
1435 | Obsolete | M6515081681 | CORE TP BLOCK GASKET,40662A,BEML,DOZER | NO | 2 | 950 | DOZER | Component & Spares | ZSPR | Muzaffarpur TPS (Kanti Bijli)/ 1087
1436 | Obsolete | M6515081723 | BEARING,500371,BEML,DOZER,D-120 | NO | 3 | 1500 | DOZER | Component & Spares | ZSPR | Muzaffarpur TPS (Kanti Bijli)/ 1087
1437 | Obsolete | M6515081938 | LOCK PLATE,3009213,BEML,DOZER,D-120 | NO | 14 | 140 | DOZER | Component & Spares | ZSPR | Muzaffarpur TPS (Kanti Bijli)/ 1087
1438 | Obsolete | M6515081961 | BUSHING ASSY,170-30-00061,BEML,DOZER | NO | 10 | 1650 | DOZER | Component & Spares | ZSPR | Muzaffarpur TPS (Kanti Bijli)/ 1087
1439 | Obsolete | M6515081979 | BOLT&PLOW,1547211130,BEML,DOZER,D-120 | NO | 5 | 1680 | DOZER | Component & Spares | ZSPR | Muzaffarpur TPS (Kanti Bijli)/ 1087
1440 | Obsolete | M6515082007 | BUSHING,1411011620,BEML,DOZER,D-120 | NO | 6 | 5550 | DOZER | Component & Spares | ZSPR | Muzaffarpur TPS (Kanti Bijli)/ 1087
1441 | Obsolete | M6515082081 | JOINT ASSY175-10-00181 OF D12O A18 DOZER | NO | 2 | 3078 | DOZER | Component & Spares | ZSPR | Muzaffarpur TPS (Kanti Bijli)/ 1087
1442 | Obsolete | M6515082128 | SEAL 0204829-K1 OF DOZER D120, A18 | NO | 2 | 1440 | DOZER | Component & Spares | ZSPR | Muzaffarpur TPS (Kanti Bijli)/ 1087
1443 | Obsolete | M6515082252 | LINK,141-10-11340,BEML,DOZER,D-120 | NO | 20 | 12000 | DOZER | Component & Spares | ZSPR | Muzaffarpur TPS (Kanti Bijli)/ 1087
1444 | Obsolete | M6515082265 | SEAL RING,170-27-12330,BEML,DOZER,D-120 | NO | 6 | 1406.04 | DOZER | Component & Spares | ZSPR | Muzaffarpur TPS (Kanti Bijli)/ 1087
1445 | Obsolete | M6515082280 | LINK,170-10-15380,BEML,DOZER,D-120 | NO | 12 | 7200 | DOZER | Component & Spares | ZSPR | Muzaffarpur TPS (Kanti Bijli)/ 1087
1446 | Obsolete | M6515100146 | DELETEDHOSE PART NO-0710200307 FOR BEML | NO | 6 | 2010 | DOZER | Component & Spares | ZSPR | Muzaffarpur TPS (Kanti Bijli)/ 1087
1447 | Obsolete | M6515100149 | DELETEDCOLLER, P.NO. 1501511670/116TM114 | NO | 2 | 210 | DOZER | Component & Spares | ZSPR | Muzaffarpur TPS (Kanti Bijli)/ 1087
1448 | Obsolete | M6515100152 | DELETEDGEAR-F,P. NO.1501512190 DOZER D-8 | NO | 2 | 1215.02 | DOZER | Component & Spares | ZSPR | Muzaffarpur TPS (Kanti Bijli)/ 1087
1449 | Obsolete | M6515100164 | DELETEDCOLLER,P.NO. 1501512330 DOZER D-8 | NO | 1 | 700 | DOZER | Component & Spares | ZSPR | Muzaffarpur TPS (Kanti Bijli)/ 1087
1450 | Obsolete | M6515100168 | DELETEDBEARING,P.N.1501512760 DOZER D-80 | NO | 2 | 9800 | DOZER | Component & Spares | ZSPR | Muzaffarpur TPS (Kanti Bijli)/ 1087
1451 | Obsolete | M6515100194 | DELETEDO RING PT.NO-0700005315 BEML | NO | 22 | 18403 | DOZER | Component & Spares | ZSPR | Muzaffarpur TPS (Kanti Bijli)/ 1087
1452 | Obsolete | M6515100197 | DELETEDBOLT PART NO-104031065 FOR BEML D | NO | 6 | 450 | DOZER | Component & Spares | ZSPR | Muzaffarpur TPS (Kanti Bijli)/ 1087
1453 | Obsolete | M6515100199 | DELETEDBOLT PART NO-1501011670 FOR BEML | NO | 2 | 150 | DOZER | Component & Spares | ZSPR | Muzaffarpur TPS (Kanti Bijli)/ 1087
1454 | Obsolete | M6515100203 | DELETEDGASKET PT.NO-1754312150 BEML | NO | 1 | 430 | DOZER | Component & Spares | ZSPR | Muzaffarpur TPS (Kanti Bijli)/ 1087
1455 | Obsolete | M6515100209 | DELETEDBOLT PART NO-0101031245 FOR BEML | NO | 32 | 23040 | DOZER | Component & Spares | ZSPR | Muzaffarpur TPS (Kanti Bijli)/ 1087
1456 | Obsolete | M6515100214 | DELETEDELEMENT P/NO-1541912130 FOR BEML | NO | 9 | 51120 | DOZER | Component & Spares | ZSPR | Muzaffarpur TPS (Kanti Bijli)/ 1087
1457 | Obsolete | M6515100218 | DELETEDRING SEAL ASSY.P/N-1503013430 BEM | NO | 7 | 5005 | DOZER | Component & Spares | ZSPR | Muzaffarpur TPS (Kanti Bijli)/ 1087
1458 | Obsolete | M6515100227 | DELETEDBEARING SEAL P/N-612203004 BEML D | NO | 2 | 15570 | DOZER | Component & Spares | ZSPR | Muzaffarpur TPS (Kanti Bijli)/ 1087
1459 | Obsolete | M6515100235 | DELETEDOIL SEAL P/NO-1501412641 FOR BEML | NO | 8 | 1680 | DOZER | Component & Spares | ZSPR | Muzaffarpur TPS (Kanti Bijli)/ 1087
1460 | Obsolete | M6515100239 | DELETEDSEAL PART NO-1501511570 FOR BEML | NO | 1 | 1850 | DOZER | Component & Spares | ZSPR | Muzaffarpur TPS (Kanti Bijli)/ 1087
1461 | Obsolete | M6515106015 | deletedCOLLAR MAIN CLUTCH,PT.NO. 1701011 | NO | 1 | 520 | DOZER | Component & Spares | ZSPR | Muzaffarpur TPS (Kanti Bijli)/ 1087
1462 | Obsolete | M6515106044 | deletedBUSH,PT.NO. 1403015140 | NO | 2 | 1930 | DOZER | Component & Spares | ZSPR | Muzaffarpur TPS (Kanti Bijli)/ 1087
1463 | Obsolete | M6515106407 | DELETEDNUT,REGULAR HEXAGON P.NO.S 212 | NO | 12 | 492 | DOZER | Component & Spares | ZSPR | Muzaffarpur TPS (Kanti Bijli)/ 1087
1464 | Obsolete | M6515106409 | DELETEDWASHER,PLAIN P.NO.3025100 | NO | 12 | 3720 | DOZER | Component & Spares | ZSPR | Muzaffarpur TPS (Kanti Bijli)/ 1087
1465 | Obsolete | M6515106410 | DELETEDNUT,HEAVY HEXAGON P.NO.69936 | NO | 12 | 300 | DOZER | Component & Spares | ZSPR | Muzaffarpur TPS (Kanti Bijli)/ 1087
1466 | Obsolete | M6515116160 | Deleted PIN DOWEL/ D 355 DOZER: | NO | 1 | 417 | DOZER | Component & Spares | ZSPR | Muzaffarpur TPS (Kanti Bijli)/ 1087
1467 | Obsolete | M6515130550 | ELEMENT CR,AR-3238066,BEML,DOZER | NO | 20 | 42680 | DOZER | Component & Spares | ZSPR | Muzaffarpur TPS (Kanti Bijli)/ 1087
1468 | Obsolete | M6515130559 | CONNECTING ROD,AR-3013929,BEML,DOZER | NO | 3 | 450 | DOZER | Component & Spares | ZSPR | Muzaffarpur TPS (Kanti Bijli)/ 1087
1469 | Obsolete | M6515130575 | EXHAUST VALVE,144911,BEML,DOZER,D-80A-12 | NO | 2 | 780 | DOZER | Component & Spares | ZSPR | Muzaffarpur TPS (Kanti Bijli)/ 1087
1470 | Obsolete | M6515130593 | CAMSHAFT,AR-3240380,BEML,DOZER,D-80A-12 | NO | 2 | 1604 | DOZER | Component & Spares | ZSPR | Muzaffarpur TPS (Kanti Bijli)/ 1087
1471 | Obsolete | M6515130630 | VALVE,15460-11290,BEML,DOZER,D-80A-12 | NO | 2 | 1930 | DOZER | Component & Spares | ZSPR | Muzaffarpur TPS (Kanti Bijli)/ 1087
1472 | Obsolete | M6515130640 | BUSHING,1501511680,BEML,DOZER,D-80A-12 | NO | 25 | 23125 | DOZER | Component & Spares | ZSPR | Muzaffarpur TPS (Kanti Bijli)/ 1087
1473 | Obsolete | M6515130646 | LINING,150-1011430,BEML,DOZER,D-80A-12 | NO | 6 | 2460 | DOZER | Component & Spares | ZSPR | Muzaffarpur TPS (Kanti Bijli)/ 1087
1474 | Obsolete | M6515130683 | BEVEL GEAR SHAFT,154-21-12110,BEML,DOZER | NO | 8 | 6000 | DOZER | Component & Spares | ZSPR | Muzaffarpur TPS (Kanti Bijli)/ 1087
1475 | Obsolete | M6515130684 | SEAL RING,640001073000,BEML,DOZER | NO | 4 | 2100 | DOZER | Component & Spares | ZSPR | Muzaffarpur TPS (Kanti Bijli)/ 1087
1476 | Obsolete | M6515130685 | SEAL RING,154-21-12242,BEML,DOZER | NO | 16 | 480 | DOZER | Component & Spares | ZSPR | Muzaffarpur TPS (Kanti Bijli)/ 1087
1477 | Obsolete | M6515130689 | COLLAR,154-21-12260,BEML,DOZER,D-80A-12 | NO | 1 | 1115 | DOZER | Component & Spares | ZSPR | Muzaffarpur TPS (Kanti Bijli)/ 1087
1478 | Obsolete | M6515130690 | WASHER,154-21-12270,BEML,DOZER,D-80A-12 | NO | 4 | 1240 | DOZER | Component & Spares | ZSPR | Muzaffarpur TPS (Kanti Bijli)/ 1087
1479 | Obsolete | M6515130692 | LH CAGE BEARING,1542112161,BEML,DOZER | NO | 1 | 756 | DOZER | Component & Spares | ZSPR | Muzaffarpur TPS (Kanti Bijli)/ 1087
1480 | Obsolete | M6515130712 | LOCK,14110-11180,BEML,DOZER,D-80A-12 | NO | 5 | 2425 | DOZER | Component & Spares | ZSPR | Muzaffarpur TPS (Kanti Bijli)/ 1087
1481 | Obsolete | M6515130737 | RACE INNER,1501511650,BEML,DOZER | NO | 2 | 986 | DOZER | Component & Spares | ZSPR | Muzaffarpur TPS (Kanti Bijli)/ 1087
1482 | Obsolete | M6515130752 | FLANGE,154-21-12310,BEML,DOZER,D-80A-12 | NO | 4 | 3308 | DOZER | Component & Spares | ZSPR | Muzaffarpur TPS (Kanti Bijli)/ 1087
1483 | Obsolete | M6515130754 | SNAP RING,1501512340,BEML,DOZER,D-80A-12 | NO | 7 | 3199 | DOZER | Component & Spares | ZSPR | Muzaffarpur TPS (Kanti Bijli)/ 1087
1484 | Obsolete | M6515130761 | WATER SHUT OFF VALVE,157098,BEML,DOZER | NO | 2 | 1400 | DOZER | Component & Spares | ZSPR | Muzaffarpur TPS (Kanti Bijli)/ 1087
1485 | Obsolete | M6515130768 | COLLAR,640000082400,BEML,DOZER,D-80A-12 | NO | 27 | 10125 | DOZER | Component & Spares | ZSPR | Muzaffarpur TPS (Kanti Bijli)/ 1087
1486 | Obsolete | M6515130777 | LUB OIL PIPE,503352,BEML,DOZER,D-80A-12 | NO | 3 | 255 | DOZER | Component & Spares | ZSPR | Muzaffarpur TPS (Kanti Bijli)/ 1087
1487 | Obsolete | M6515130778 | LUB OIL PIPE,3225210,BEML,DOZER,D-80A-12 | NO | 3 | 255 | DOZER | Component & Spares | ZSPR | Muzaffarpur TPS (Kanti Bijli)/ 1087
1488 | Obsolete | M6515130779 | LUB OIL PIPE,3225211,BEML,DOZER,D-80A-12 | NO | 3 | 255 | DOZER | Component & Spares | ZSPR | Muzaffarpur TPS (Kanti Bijli)/ 1087
1489 | Obsolete | M6515130780 | LUB OIL PIPE,3225212,BEML,DOZER,D-80A-12 | NO | 2 | 170 | DOZER | Component & Spares | ZSPR | Muzaffarpur TPS (Kanti Bijli)/ 1087
1490 | Obsolete | M6515130782 | BANJO PLUG,501693,BEML,DOZER,D-80A-12 | NO | 16 | 304 | DOZER | Component & Spares | ZSPR | Muzaffarpur TPS (Kanti Bijli)/ 1087
1491 | Obsolete | M6515130807 | INERTIA BRAKE ASSY,150-10-00090,BEML | NO | 3 | 1851 | DOZER | Component & Spares | ZSPR | Muzaffarpur TPS (Kanti Bijli)/ 1087
1492 | Obsolete | M6515130818 | SPACER,150-15-13150,BEML,DOZER,D-80A-12 | NO | 3 | 2811 | DOZER | Component & Spares | ZSPR | Muzaffarpur TPS (Kanti Bijli)/ 1087
1493 | Obsolete | M6515130831 | BOOSTER ASSY,150-10-00171,BEML,DOZER | NO | 1 | 1175 | DOZER | Component & Spares | ZSPR | Muzaffarpur TPS (Kanti Bijli)/ 1087
1494 | Obsolete | M6515130834 | KEY,CFK-0105010,BEML,DOZER,D-80A-12 | NO | 4 | 1900 | DOZER | Component & Spares | ZSPR | Muzaffarpur TPS (Kanti Bijli)/ 1087
1495 | Obsolete | M6515130836 | DOWEL PIN,170-10-11310,BEML,DOZER | NO | 11 | 4202 | DOZER | Component & Spares | ZSPR | Muzaffarpur TPS (Kanti Bijli)/ 1087
1496 | Obsolete | M6515130898 | IDLER FRONT SHAFT,154-30-11880,BEML | NO | 6 | 4500 | DOZER | Component & Spares | ZSPR | Muzaffarpur TPS (Kanti Bijli)/ 1087
1497 | Obsolete | M6515130986 | GASKET,BM-68356,BEML,DOZER,D-80A-12 | NO | 13 | 4680 | DOZER | Component & Spares | ZSPR | Muzaffarpur TPS (Kanti Bijli)/ 1087
1498 | Obsolete | M6515131012 | CONTROL VALVE ASSY,154-21-01011,BEML | NO | 2 | 2430 | DOZER | Component & Spares | ZSPR | Muzaffarpur TPS (Kanti Bijli)/ 1087
1499 | Obsolete | M6515131020 | GASKET,151881,BEML,DOZER,D-80A-12 | NO | 21 | 23100 | DOZER | Component & Spares | ZSPR | Muzaffarpur TPS (Kanti Bijli)/ 1087
1500 | Obsolete | M6515131046 | SEAL RING,150-15-11560,BEML,DOZER | NO | 4 | 120 | DOZER | Component & Spares | ZSPR | Muzaffarpur TPS (Kanti Bijli)/ 1087
1501 | Obsolete | M6515131067 | SPRING,150-10-11221,BEML,DOZER,D-80A-12 | NO | 5 | 35350 | DOZER | Component & Spares | ZSPR | Muzaffarpur TPS (Kanti Bijli)/ 1087
1502 | Obsolete | M6515131100 | HOSE,1540412561,BEML,DOZER,D-80A-12-7239 | NO | 8 | 1840 | DOZER | Component & Spares | ZSPR | Muzaffarpur TPS (Kanti Bijli)/ 1087
1503 | Obsolete | M6515131106 | WASHER,0160211030,BEML,D-80A-12-7239 | NO | 28 | 8680 | DOZER | Component & Spares | ZSPR | Muzaffarpur TPS (Kanti Bijli)/ 1087
1504 | Obsolete | M6515131107 | BOLT,0104031055,BEML,DOZER,D-80A-12-7239 | NO | 15 | 1125 | DOZER | Component & Spares | ZSPR | Muzaffarpur TPS (Kanti Bijli)/ 1087
1505 | Obsolete | M6515131113 | COTTER PIN,0405004025,BEML,DOZER | NO | 6 | 2100 | DOZER | Component & Spares | ZSPR | Muzaffarpur TPS (Kanti Bijli)/ 1087
1506 | Obsolete | M6515131145 | SCREEN,1701016351,BEML,D-80A-12-7239 | NO | 5 | 3075 | DOZER | Component & Spares | ZSPR | Muzaffarpur TPS (Kanti Bijli)/ 1087
1507 | Obsolete | M6515131171 | GASKET,1542712370,BEML,DOZER | NO | 3 | 294.99 | DOZER | Component & Spares | ZSPR | Muzaffarpur TPS (Kanti Bijli)/ 1087
1508 | Obsolete | M6515131174 | GASKET,1542115190,BEML,DOZER | NO | 2 | 750 | DOZER | Component & Spares | ZSPR | Muzaffarpur TPS (Kanti Bijli)/ 1087
1509 | Obsolete | M6515131175 | GASKET,150-30-13441,BEML,DOZER | NO | 2 | 700 | DOZER | Component & Spares | ZSPR | Muzaffarpur TPS (Kanti Bijli)/ 1087
1510 | Obsolete | M6515131204 | BEARING,0603023222,BEML,D-80A-12-7239 | NO | 1 | 17265 | DOZER | Component & Spares | ZSPR | Muzaffarpur TPS (Kanti Bijli)/ 1087
1511 | Obsolete | M6515131243 | PIN,150-10-11590,BEML,D-80A-12-7239 | NO | 2 | 550 | DOZER | Component & Spares | ZSPR | Muzaffarpur TPS (Kanti Bijli)/ 1087
1512 | Obsolete | M6515131251 | WASHER,1501011180,BEML,D-80A-12-7239 | NO | 19 | 5890 | DOZER | Component & Spares | ZSPR | Muzaffarpur TPS (Kanti Bijli)/ 1087
1513 | Obsolete | M6515131266 | WASHER,0160201236,BEML,D-80A-12-7239 | NO | 75 | 4125 | DOZER | Component & Spares | ZSPR | Muzaffarpur TPS (Kanti Bijli)/ 1087
1514 | Obsolete | M6515131273 | WASHER,0160200825,BEML,D-80A-12-7239 | NO | 10 | 3100 | DOZER | Component & Spares | ZSPR | Muzaffarpur TPS (Kanti Bijli)/ 1087
1515 | Obsolete | M6515136005 | DELETED ORING FOR D-80A-12 DOZER | NO | 17 | 646 | DOZER | Component & Spares | ZSPR | Muzaffarpur TPS (Kanti Bijli)/ 1087
1516 | Obsolete | M6515136006 | DELETED MAIN CLUTCH SERVICE KIT D80A-12 | SET | 1 | 1135 | DOZER | Component & Spares | ZSPR | Muzaffarpur TPS (Kanti Bijli)/ 1087
1517 | Obsolete | M6515136031 | DELETED BRG NEEDLE FOR CONTROL LEVER D 8 | NO | 1 | 1500 | DOZER | Component & Spares | ZSPR | Muzaffarpur TPS (Kanti Bijli)/ 1087
1518 | Obsolete | M6515136035 | DELETED KEY FOR STEERING CONTROL VALVE D | NO | 1 | 425 | DOZER | Component & Spares | ZSPR | Muzaffarpur TPS (Kanti Bijli)/ 1087
1519 | Obsolete | M6515136049 | CARRIER ROLLER,BEML,DOZER,D-80A-12 | NO | 10 | 650 | DOZER | Component & Spares | ZSPR | Muzaffarpur TPS (Kanti Bijli)/ 1087
1520 | Obsolete | M6515136059 | DELETED ELEMENT FOR DOZER D 80A-12 | NO | 8 | 89840 | DOZER | Component & Spares | ZSPR | Muzaffarpur TPS (Kanti Bijli)/ 1087
1521 | Obsolete | M6515136072 | DELETED SPRING (50.01967.0),D 80A-12 | NO | 2 | 14140 | DOZER | Component & Spares | ZSPR | Muzaffarpur TPS (Kanti Bijli)/ 1087
1522 | Obsolete | M6515136081 | DELETED CLUTCH PLATE 10869074/LM-K304761 | NO | 1 | 279 | DOZER | Component & Spares | ZSPR | Muzaffarpur TPS (Kanti Bijli)/ 1087
1523 | Obsolete | M6515136085 | DELETED CLUTCH DRIVE,D 80A-12 | NO | 1 | 229 | DOZER | Component & Spares | ZSPR | Muzaffarpur TPS (Kanti Bijli)/ 1087
1524 | Obsolete | M6515136087 | DELETED FORWARD CLUTCHPLATE DRIVING PLAT | NO | 1 | 229 | DOZER | Component & Spares | ZSPR | Muzaffarpur TPS (Kanti Bijli)/ 1087
1525 | Obsolete | M6515136088 | DELETED PIN FOR CLUTCH LINK, D 80A-12 | NO | 6 | 840 | DOZER | Component & Spares | ZSPR | Muzaffarpur TPS (Kanti Bijli)/ 1087
1526 | Obsolete | M6515136095 | DELETED BALL BRG FOR BRG HOUSING FAG 621 | NO | 2 | 280 | DOZER | Component & Spares | ZSPR | Muzaffarpur TPS (Kanti Bijli)/ 1087
1527 | Obsolete | M6515136096 | DELETED BALL BRG FOR BRG HOUSING-SKF-621 | NO | 1 | 140 | DOZER | Component & Spares | ZSPR | Muzaffarpur TPS (Kanti Bijli)/ 1087
1528 | Obsolete | M6515136097 | DELETED ROLLER BEARING/REVERSE CLUTCH PL | NO | 1 | 269 | DOZER | Component & Spares | ZSPR | Muzaffarpur TPS (Kanti Bijli)/ 1087
1529 | Obsolete | M6515167374 | ENG MAINT KIT,10Z9900178,BEML,DOZER | NO | 10 | 41242 | DOZER | Component & Spares | ZSPR | Muzaffarpur TPS (Kanti Bijli)/ 1087
1530 | Obsolete | M6518016364 | BACKUP RING,07001-02012,BEML,LOADER | NO | 3 | 3150 | PAY LOADER | Component & Spares | ZSPR | Muzaffarpur TPS (Kanti Bijli)/ 1087
1531 | Obsolete | M6518116113 | CROSS HEAD,AR11947,BEML,LOADER,G1420Z | NO | 12 | 17700 | PAY LOADER | Component & Spares | ZSPR | Muzaffarpur TPS (Kanti Bijli)/ 1087
1532 | Obsolete | M6518116191 | CAMSHAFT,3167235,BEML,LOADER,G1420Z | NO | 1 | 13724 | PAY LOADER | Component & Spares | ZSPR | Muzaffarpur TPS (Kanti Bijli)/ 1087
1533 | Obsolete | M6518116400 | RETAINER,140411,BEML,LOADER,G1420Z | NO | 1 | 400 | PAY LOADER | Component & Spares | ZSPR | Muzaffarpur TPS (Kanti Bijli)/ 1087
1534 | Obsolete | M6518116406 | DOWEL RING,60575,BEML,LOADER,G1420Z | NO | 11 | 825 | PAY LOADER | Component & Spares | ZSPR | Muzaffarpur TPS (Kanti Bijli)/ 1087
1535 | Obsolete | M6518116409 | CONNECTING ROD NUT,69936,BEML,LOADER | NO | 12 | 900 | PAY LOADER | Component & Spares | ZSPR | Muzaffarpur TPS (Kanti Bijli)/ 1087
1536 | Obsolete | M6518116417 | GUIDE VALVE SPRING,66871,BEML,LOADER | NO | 24 | 169680 | PAY LOADER | Component & Spares | ZSPR | Muzaffarpur TPS (Kanti Bijli)/ 1087
1537 | Obsolete | M6518116522 | MANIFOLD AIR INTAKE,3227285,BEML,LOADER | NO | 2 | 3852 | PAY LOADER | Component & Spares | ZSPR | Muzaffarpur TPS (Kanti Bijli)/ 1087
1538 | Obsolete | M6518116607 | DELETED STARTER SWITCH FOR ENGINE NT-495 | NO | 1 | 600 | PAY LOADER | Component & Spares | ZSPR | Muzaffarpur TPS (Kanti Bijli)/ 1087
1539 | Obsolete | M6518116673 | DELETED JOINT FOR G1420Z BEML WHEEL LOA | NO | 5 | 925 | PAY LOADER | Component & Spares | ZSPR | Muzaffarpur TPS (Kanti Bijli)/ 1087
1540 | Obsolete | M6518116783 | DELETED REPAIR KIT FOR WHEEL LOADER G142 | NO | 2 | 1080 | PAY LOADER | Component & Spares | ZSPR | Muzaffarpur TPS (Kanti Bijli)/ 1087
1541 | Obsolete | M6518156054 | PISTON,2H.009.10.0,L&T,LOADER,580-3 | NO | 4 | 6880 | PAY LOADER | Component & Spares | ZSPR | Muzaffarpur TPS (Kanti Bijli)/ 1087
1542 | Obsolete | M6518206070 | PRESSURE SWITCH,194506,BEML,LOADER | NO | 1 | 1375 | PAY LOADER | Component & Spares | ZSPR | Muzaffarpur TPS (Kanti Bijli)/ 1087
1543 | Obsolete | M6521006003 | DELETED CABLE CLAMP7932563429 | NO | 3 | 465 | CONS, E.MOV& AUTO VE | Component & Spares | ZSPR | Muzaffarpur TPS (Kanti Bijli)/ 1087
1544 | Obsolete | M6525050087 | CLUTCH SHAFT,C-905 | NO | 1 | 184 | ROAD ROLLERS | Component & Spares | ZSPR | Muzaffarpur TPS (Kanti Bijli)/ 1087
1545 | Obsolete | M6525056034 | CLUTCH PRESSURE SPRING | NO | 1 | 9420 | ROAD ROLLERS | Component & Spares | ZSPR | Muzaffarpur TPS (Kanti Bijli)/ 1087
1546 | Obsolete | M6525096024 | FILTER&DEHUMIDIFIER,10220321,HYDAC | NO | 1 | 26280 | ROAD ROLLERS | Component & Spares | ZSPR | Muzaffarpur TPS (Kanti Bijli)/ 1087
1547 | Obsolete | M6530256332 | PROPELLER SHAFT ASSY,257441120164,TATA | NO | 1 | 1860 | TIPPERS | Component & Spares | ZSPR | Muzaffarpur TPS (Kanti Bijli)/ 1087
1548 | Obsolete | M6540106040 | SUPPORTING RING-E 3698 | NO | 2 | 450 | PAN MIXER | Component & Spares | ZSPR | Muzaffarpur TPS (Kanti Bijli)/ 1087
1549 | Obsolete | M6552146047 | DELETED EYE BOLT CLUTCH | NO | 3 | 795 | TRANSMISSION | Component & Spares | ZSPR | Muzaffarpur TPS (Kanti Bijli)/ 1087
1550 | Obsolete | M6560100040 | DELETEDSTEERING SPINDLE 0424620101 FOR 1 | NO | 1 | 25150 | STEERING SYSTEM | Component & Spares | ZSPR | Muzaffarpur TPS (Kanti Bijli)/ 1087
1551 | Obsolete | M6575126010 | DELETED OIL PRESSURE SWITCH | NO | 1 | 560 | ELECTRICAL SYSTEM ( | Component & Spares | ZSPR | Muzaffarpur TPS (Kanti Bijli)/ 1087
1552 | Obsolete | M6575190017 | DELETEDSPEEDO METER Y-3012046 | NO | 1 | 820 | ELECTRICAL SYSTEM ( | Component & Spares | ZSPR | Muzaffarpur TPS (Kanti Bijli)/ 1087
1553 | Obsolete | M6585073756 | TYRE: NORMAL,9.00-16,16,NYLON | NO | 4 | 41004.24 | TYRES | Component & Spares | ZSPR | Muzaffarpur TPS (Kanti Bijli)/ 1087
1554 | Obsolete | M6604100069 | FAN PULLEY,P95-2066-231,PCT,AHU | NO | 1 | 815 | AIR HANDLING UNITS | Component & Spares | ZSPR | Muzaffarpur TPS (Kanti Bijli)/ 1087
1555 | Obsolete | M6635200237 | DELETEDPISTON DIA. 55 OF UNITARY A.C.EQP | NO | 7 | 49000 | COMPRESSOR | Component & Spares | ZSPR | Muzaffarpur TPS (Kanti Bijli)/ 1087
1556 | Obsolete | M7010010214 | Deleted CONTROL SAFETY LUBE OIL PNO.0194 | NO | 2 | 170 | ENGINES CUMMINS | Component & Spares | ZSPR | Muzaffarpur TPS (Kanti Bijli)/ 1087
1557 | Obsolete | M7010010353 | Deleted CTRL SAFETY (PRE5) ,194505 CUMM | NO | 1 | 190 | ENGINES CUMMINS | Component & Spares | ZSPR | Muzaffarpur TPS (Kanti Bijli)/ 1087
1558 | Obsolete | M7010010692 | Deleted K1 CONTL VERNR NT-743F PN 322931 | NO | 1 | 11880 | ENGINES CUMMINS | Component & Spares | ZSPR | Muzaffarpur TPS (Kanti Bijli)/ 1087
1559 | Obsolete | M7010011109 | Deleted SCRN FILTER ASSY 146483 NT-743-F | NO | 4 | 5200 | ENGINES CUMMINS | Component & Spares | ZSPR | Muzaffarpur TPS (Kanti Bijli)/ 1087
1560 | Obsolete | M7010011136 | Deleted GASKET 70441 NT-743-F OF ENG | NO | 1 | 95 | ENGINES CUMMINS | Component & Spares | ZSPR | Muzaffarpur TPS (Kanti Bijli)/ 1087
1561 | Obsolete | M7010020046 | Deleted GASKET PUMP TO BLOCK PN121907 FO | NO | 2 | 1054 | ENGINES CUMMINS | Component & Spares | ZSPR | Muzaffarpur TPS (Kanti Bijli)/ 1087
1562 | Obsolete | M7010020049 | Deleted HOSE PN.102522.K0 COOLING SYS. | NO | 1 | 60 | ENGINES CUMMINS | Component & Spares | ZSPR | Muzaffarpur TPS (Kanti Bijli)/ 1087
1563 | Obsolete | M7010020104 | Deleted GASKET,PN.3225344.K0 FOR DG SET | NO | 1 | 95 | ENGINES CUMMINS | Component & Spares | ZSPR | Muzaffarpur TPS (Kanti Bijli)/ 1087
1564 | Obsolete | M7010020106 | Deleted GASKET PN.3228612 KO | NO | 2 | 220 | ENGINES CUMMINS | Component & Spares | ZSPR | Muzaffarpur TPS (Kanti Bijli)/ 1087
1565 | Obsolete | M7010020133 | Deleted GASKET PN.0205396-K7 DGSET(NEW 2 | NO | 2 | 190 | ENGINES CUMMINS | Component & Spares | ZSPR | Muzaffarpur TPS (Kanti Bijli)/ 1087
1566 | Obsolete | M7010020149 | Deleted GASKET FUEL PUMP,PN.0200817-K DG | NO | 1 | 95 | ENGINES CUMMINS | Component & Spares | ZSPR | Muzaffarpur TPS (Kanti Bijli)/ 1087
1567 | Obsolete | M7010020270 | DELETED GASKET SET,63520,205289,201048&2 | SET | 2 | 205 | ENGINES CUMMINS | Component & Spares | ZSPR | Muzaffarpur TPS (Kanti Bijli)/ 1087
1568 | Obsolete | M7010020306 | DELETED CABLE HOUR METER,500188 , KT1150 | NO | 1 | 875 | ENGINES CUMMINS | Component & Spares | ZSPR | Muzaffarpur TPS (Kanti Bijli)/ 1087
1569 | Obsolete | M7010026055 | DELETED RETAINER | NO | 2 | 878 | ENGINES CUMMINS | Component & Spares | ZSPR | Muzaffarpur TPS (Kanti Bijli)/ 1087
1570 | Obsolete | M7010030036 | Deleted GASKET PN.3225339.K8 DGSET.ST-2 | NO | 3 | 300 | ENGINES CUMMINS | Component & Spares | ZSPR | Muzaffarpur TPS (Kanti Bijli)/ 1087
1571 | Obsolete | M7010056042 | Deleted SEAL,THERMOSTAT CUMMINS ENG NT74 | NO | 2 | 2185 | ENGINES CUMMINS | Component & Spares | ZSPR | Muzaffarpur TPS (Kanti Bijli)/ 1087
1572 | Obsolete | M7010076047 | DELETED BUSHINGFOR NT-743 CUMMINS FIRE | NO | 1 | 1000 | ENGINES CUMMINS | Component & Spares | ZSPR | Muzaffarpur TPS (Kanti Bijli)/ 1087
1573 | Obsolete | M7010106186 | DELETED SPRING FOR DG SET#501079,CUMMI,K | NO | 1 | 7070 | ENGINES CUMMINS | Component & Spares | ZSPR | Muzaffarpur TPS (Kanti Bijli)/ 1087
1574 | Obsolete | M7010166065 | DELETED SUPER BYPASS FILTER HSG#3414934; | NO | 2 | 378 | ENGINES CUMMINS | Component & Spares | ZSPR | Muzaffarpur TPS (Kanti Bijli)/ 1087
1575 | Obsolete | M7010166094 | DELETED CONNECTION EXHAUST#190351-KT1150 | NO | 1 | 1290 | ENGINES CUMMINS | Component & Spares | ZSPR | Muzaffarpur TPS (Kanti Bijli)/ 1087
1576 | Obsolete | M7010176157 | DELETED HOSE OIL SUPPLY (AS-0605400TT) K | NO | 2 | 640 | ENGINES CUMMINS | Component & Spares | ZSPR | Muzaffarpur TPS (Kanti Bijli)/ 1087
1577 | Obsolete | M7010186014 | DELETED CAMSHAFT WASHER#092351K8CUMMINS: | NO | 4 | 100 | ENGINES CUMMINS | Component & Spares | ZSPR | Muzaffarpur TPS (Kanti Bijli)/ 1087
1578 | Obsolete | M7010186041 | DELETED PUSH ROD OLD#AR-95085 NEW#304641 | NO | 12 | 1920 | ENGINES CUMMINS | Component & Spares | ZSPR | Muzaffarpur TPS (Kanti Bijli)/ 1087
1579 | Obsolete | M7010186103 | DELETED INJECTOR PUSHROD#3046431,NTA-400 | NO | 6 | 960 | ENGINES CUMMINS | Component & Spares | ZSPR | Muzaffarpur TPS (Kanti Bijli)/ 1087
1580 | Obsolete | M7010190048 | DELETED CORROSION RESISTOR,ST#II DSL FIR | NO | 2 | 566 | ENGINES CUMMINS | Component & Spares | ZSPR | Muzaffarpur TPS (Kanti Bijli)/ 1087
1581 | Obsolete | M7010206080 | DELETED GASKET BREATHER,FOR FIRE PUMP EN | NO | 1 | 35 | ENGINES CUMMINS | Component & Spares | ZSPR | Muzaffarpur TPS (Kanti Bijli)/ 1087
1582 | Obsolete | M7010206094 | DELETED GASKET WATER PUMP,FOR FIRE PUMP | NO | 1 | 615 | ENGINES CUMMINS | Component & Spares | ZSPR | Muzaffarpur TPS (Kanti Bijli)/ 1087
1583 | Obsolete | M7010216016 | DELETED LEVER CAM FOLLOWER INTAKE & EXHA | NO | 5 | 3350 | ENGINES CUMMINS | Component & Spares | ZSPR | Muzaffarpur TPS (Kanti Bijli)/ 1087
1584 | Obsolete | M7010756051 | Deleted RUBBER WASHER PART NO. 130820751 | NO | 6 | 210 | ENGINES CUMMINS | Component & Spares | ZSPR | Muzaffarpur TPS (Kanti Bijli)/ 1087
1585 | Obsolete | M7010806044 | DELETED HOSE 202994 | NO | 4 | 3286.4 | ENGINES CUMMINS | Component & Spares | ZSPR | Muzaffarpur TPS (Kanti Bijli)/ 1087
1586 | Obsolete | M7010806094 | DELETED SPRING FUEL LEVER RETURN | NO | 1 | 7070 | ENGINES CUMMINS | Component & Spares | ZSPR | Muzaffarpur TPS (Kanti Bijli)/ 1087
1587 | Obsolete | M7012380704M | DELETED Cylinder Linner BM 98224/216881 | NO | 5 | 3333.35 | ENGINES(WITHOUT VEHI | Component & Spares | ZSPR | Muzaffarpur TPS (Kanti Bijli)/ 1087
1588 | Obsolete | M7035276035 | BRIDGE RECTIFIER,MATHER&PLATT,BR-1 | NO | 1 | 7955 | ENGINES LEYLAND | Component & Spares | ZSPR | Muzaffarpur TPS (Kanti Bijli)/ 1087
1589 | Obsolete | M7050460327 | SWITCH&POSITION 5.17.12.0ESCORTS TRACTOR | NO | 2 | 170 | ENGINES TATA (DIESEL | Component & Spares | ZSPR | Muzaffarpur TPS (Kanti Bijli)/ 1087
1590 | Obsolete | M7109400206 | DELETEDDUPLEX CHECK VALVE 3/4" DLW-11376 | NO | 1 | 1700 | WDS-6 AIR BRAKE SYST | Component & Spares | ZSPR | Muzaffarpur TPS (Kanti Bijli)/ 1087
1591 | Obsolete | M7109400226 | DELETEDD-1 EMERGENCY BRAKE VALVE | NO | 1 | 1900 | WDS-6 AIR BRAKE SYST | Component & Spares | ZSPR | Muzaffarpur TPS (Kanti Bijli)/ 1087
1592 | Obsolete | M7120250116 | DELETEDREPAIR KIT FOR LIMITING VALVE | NO | 1 | 1900 | WDS-6 SPECIAL TOOLS | Component & Spares | ZSPR | Muzaffarpur TPS (Kanti Bijli)/ 1087
1593 | Obsolete | M7120250122 | DELETEDB2 RELAY VALVE | NO | 1 | 1700 | WDS-6 SPECIAL TOOLS | Component & Spares | ZSPR | Muzaffarpur TPS (Kanti Bijli)/ 1087
1594 | Obsolete | M7121100024 | DELETEDVALVE ASSLY A 87561.1 LOCO DL-220 | NO | 10 | 3440 | DL-220 ENGINE | Component & Spares | ZSPR | Muzaffarpur TPS (Kanti Bijli)/ 1087
1595 | Obsolete | M7121650025 | OIL SEAL PN 208069 | NO | 2 | 1440 | DL-220 ENGINE | Component & Spares | ZSPR | Muzaffarpur TPS (Kanti Bijli)/ 1087
1596 | Obsolete | M7143306015 | DELETEDAIR PRESSURE SWITCH FOR CUT IN | NO | 1 | 1365 | WDM-2 AIR BRAKE SYST | Component & Spares | ZSPR | Muzaffarpur TPS (Kanti Bijli)/ 1087
1597 | Obsolete | M7143406151 | DELETEDO RING J 72050/9 | NO | 24 | 840 | WDM-2 AIR BRAKE SYST | Component & Spares | ZSPR | Muzaffarpur TPS (Kanti Bijli)/ 1087
1598 | Obsolete | M7143406161 | DELETEDPISTON PACKING | NO | 8 | 1760 | WDM-2 AIR BRAKE SYST | Component & Spares | ZSPR | Muzaffarpur TPS (Kanti Bijli)/ 1087
1599 | Obsolete | M7143406261 | DELETEDCHECK VALVE 3/8" | NO | 2 | 1170 | WDM-2 AIR BRAKE SYST | Component & Spares | ZSPR | Muzaffarpur TPS (Kanti Bijli)/ 1087
1600 | Obsolete | M7145336009 | DELETEDCOMPOLE 2 TERMINAL PLATE,G4515357 | NO | 1 | 219 | WDM-2 TRACTION GENER | Component & Spares | ZSPR | Muzaffarpur TPS (Kanti Bijli)/ 1087
1601 | Obsolete | M7151226057 | DELETEDL&T TK-3 ELEMENT, CAT SS 90375 | NO | 2 | 1680 | WDM-2 ELECTRICAL SYS | Component & Spares | ZSPR | Muzaffarpur TPS (Kanti Bijli)/ 1087
1602 | Obsolete | M7176606004 | DELETEDTRACTION MOTOR PINION | NO | 48 | 3456 | LOCO BHEL ELECTSYSTE | Component & Spares | ZSPR | Muzaffarpur TPS (Kanti Bijli)/ 1087
1603 | Obsolete | M7183336034 | BREATHER VALVE ASSEMBLY, | NO | 6 | 10200 | LOCOMOTIVE | Component & Spares | ZSPR | Muzaffarpur TPS (Kanti Bijli)/ 1087
1604 | Obsolete | M7183336035 | DELETEDSAFETY VALVE ASSEMBLY 3/4" BSP | NO | 1 | 3300 | LOCOMOTIVE | Component & Spares | ZSPR | Muzaffarpur TPS (Kanti Bijli)/ 1087
1605 | Obsolete | M7195086006 | DELETEDFUEL RETURN TO TANK | NO | 2 | 2960 | LOCOMOTIVE | Component & Spares | ZSPR | Muzaffarpur TPS (Kanti Bijli)/ 1087
1606 | Obsolete | M7195436028 | DELETED28LAV-BRAKE SYSTEM-DIAPHRAM | NO | 24 | 13320 | LOCOMOTIVE | Component & Spares | ZSPR | Muzaffarpur TPS (Kanti Bijli)/ 1087
1607 | Obsolete | M7460900112 | DELETEDTIE ROD 16MM,1000MM BOTH THRED M1 | NO | 4 | 6460 | HARDWARES AND FASTEN | Component & Spares | ZSPR | Muzaffarpur TPS (Kanti Bijli)/ 1087
1608 | Obsolete | M7520406128 | MS TWO-WAY KEY FOR BG 52KG. RAILS | NO | 19800 | 393426 | ACCESSORES | Component & Spares | ZSPR | Muzaffarpur TPS (Kanti Bijli)/ 1087
1609 | Obsolete | M7520406129 | M.S TWO-WAY KEY OVER SIZE FOR 52 KG RAIL | NO | 7330 | 221072.8 | ACCESSORES | Component & Spares | ZSPR | Muzaffarpur TPS (Kanti Bijli)/ 1087
1610 | Obsolete | M7520500126 | SELF REVERSING SPRING LEVER BOX | NO | 6 | 288 | ACCESSORES | Component & Spares | ZSPR | Muzaffarpur TPS (Kanti Bijli)/ 1087
1611 | Obsolete | M7520606290 | HANDLE OF HAND LEVER BOX AS PER RDSO SPN | NO | 12 | 3000 | ACCESSORES | Component & Spares | ZSPR | Muzaffarpur TPS (Kanti Bijli)/ 1087
1612 | Obsolete | M8162344028 | DELETEDEARTH PLATE | NO | 10 | 3780 | EARTH WIRE | Component & Spares | ZSPR | Muzaffarpur TPS (Kanti Bijli)/ 1087
1613 | Obsolete | M8205115022 | LAMP,INCAND,GENERAL LIGHTING,SC,110V,10W | NO | 479 | 4311 | LAMP INCANDESCENT | Stores Other Then Spares | ZOTS | Muzaffarpur TPS (Kanti Bijli)/ 1087
1614 | Obsolete | M8205115031 | LAMP,INCAND,GENERAL LIGHTING,SC,110V,15W | NO | 22 | 176 | LAMP INCANDESCENT | Stores Other Then Spares | ZOTS | Muzaffarpur TPS (Kanti Bijli)/ 1087
1615 | Obsolete | M8205125021 | INCANDCN BULB 110V,GEN ERTH SWITCH PANEL | NO | 65 | 650 | LAMP INCANDESCENT | Stores Other Then Spares | ZOTS | Muzaffarpur TPS (Kanti Bijli)/ 1087
1616 | Obsolete | M8205127027M | DELETED Pin Type Ind. Bulb, 7/10 watt, 2 | NO | 122 | 1220 | LAMP INCANDESCENT | Stores Other Then Spares | ZOTS | Muzaffarpur TPS (Kanti Bijli)/ 1087
1617 | Obsolete | M8205127036 | Deleted LAMP GLS IS: 418 2-PIN250V 15 | NO | 50 | 500 | LAMP INCANDESCENT | Stores Other Then Spares | ZOTS | Muzaffarpur TPS (Kanti Bijli)/ 1087
1618 | Obsolete | M8207525025 | LAMP,LED,INDICATING,110V,10W | NO | 25 | 150 | LAMP INDICATING AC | Component & Spares | ZSPR | Muzaffarpur TPS (Kanti Bijli)/ 1087
1619 | Obsolete | M8208073022 | LAMP,LED,INDICATING,24VDC,2.6W | NO | 200 | 1800 | LAMP INDICATING DC | Stores Other Then Spares | ZOTS | Muzaffarpur TPS (Kanti Bijli)/ 1087
1620 | Obsolete | M8208267010 | INDICATING LAMP COVER | NO | 1 | 15 | LAMP INDICATING DC | Component & Spares | ZSPR | Muzaffarpur TPS (Kanti Bijli)/ 1087
1621 | Obsolete | M8215136253 | LAMP,DISC,HPMV,ELLIPTICAL,125W,250V | NO | 202 | 35350 | LAMP HPMV IS 9900 | Stores Other Then Spares | ZOTS | Muzaffarpur TPS (Kanti Bijli)/ 1087
1622 | Obsolete | M8230201296M | DELETED HPMV Lamp, 125 watt. Pin type | NO | 194 | 3400.82 | ELECTRICAL LAMPS, FI | Component & Spares | ZSPR | Muzaffarpur TPS (Kanti Bijli)/ 1087
1623 | Obsolete | M8235960757M | DELETED Indicating Bulb, 15 watt, 250V | NO | 215 | 2150 | ELECTRICAL LAMPS, FI | Component & Spares | ZSPR | Muzaffarpur TPS (Kanti Bijli)/ 1087
1624 | Obsolete | M8237531312M | DELETED Extn. Card (diff. Type) | NO | 8 | 12080 | ELECTRICAL LAMPS, FI | Component & Spares | ZSPR | Muzaffarpur TPS (Kanti Bijli)/ 1087
1625 | Obsolete | M8272260032 | PLUG,1N+1E,63A,3PH,F/WELDING RECEPTACLE | NO | 10 | 1800 | MISC. FITTINGS | Component & Spares | ZSPR | Muzaffarpur TPS (Kanti Bijli)/ 1087
1626 | Obsolete | M8320238503 | CAPACITOR,ELECTROLYTIC,500MFD,63V | NO | 7 | 570.01 | CAPACIT ELECTROLYTI | Component & Spares | ZSPR | Muzaffarpur TPS (Kanti Bijli)/ 1087
1627 | Obsolete | M8320480207 | CAPACITOR,POCKET,0.25MFD,1000VDC | NO | 46 | 28198 | CAPACIT ELECTROLYTI | Component & Spares | ZSPR | Muzaffarpur TPS (Kanti Bijli)/ 1087
1628 | Obsolete | M8330010733M | DELETED El. Condencer 2500 ufd. | NO | 10 | 7500 | CAPACI POLYSTYRENE | Component & Spares | ZSPR | Muzaffarpur TPS (Kanti Bijli)/ 1087
1629 | Obsolete | M8340990041 | CAPACITOR,3.15MFD,FOR BALARTS | NO | 93 | 11346 | TRANSISTOR | Component & Spares | ZSPR | Muzaffarpur TPS (Kanti Bijli)/ 1087
1630 | Obsolete | M8390011008 | LAMP,LED,LED,230V,1W | NO | 10 | 6900 | OTHERS - MISCELLAN | Component & Spares | ZSPR | Muzaffarpur TPS (Kanti Bijli)/ 1087
1631 | Obsolete | M8509110875M | DELETED INDEPENDENT MOUNTING 3UX 1420 | NO | 2 | 322 | SWITCH GEAR | Component & Spares | ZSPR | Muzaffarpur TPS (Kanti Bijli)/ 1087
1632 | Obsolete | M8509120876M | DELETED INDEPENDENT MOUNTING 3UX 1425 | NO | 2 | 374 | SWITCH GEAR | Component & Spares | ZSPR | Muzaffarpur TPS (Kanti Bijli)/ 1087
1633 | Obsolete | M8510208167 | CONTACTOR,POWER,110VAC,16A,3P,ML-1,L&T | NO | 37 | 23125 | POWER CONTACTOR | Component & Spares | ZSPR | Muzaffarpur TPS (Kanti Bijli)/ 1087
1634 | Obsolete | M8510290094 | CONTACTOR,POWER,220VDC,80A,L&T | NO | 4 | 36524.6 | POWER CONTACTOR | Component & Spares | ZSPR | Muzaffarpur TPS (Kanti Bijli)/ 1087
1635 | Obsolete | M8510350031 | SPARE KIT,CONTACTOR,ML-1 | NO | 10 | 8850 | POWER CONTACTOR | Component & Spares | ZSPR | Muzaffarpur TPS (Kanti Bijli)/ 1087
1636 | Obsolete | M8520409093 | CONTACTOR,AUXILIARY,110VAC,2NO+2NC,3TA21 | NO | 55 | 25723.5 | AUX CONT AC COIL VOL | Component & Spares | ZSPR | Muzaffarpur TPS (Kanti Bijli)/ 1087
1637 | Obsolete | M8520990524 | BRAIDED FLEXIBLE,25415151150,BHEL | NO | 3 | 7470 | AUX CONT AC COIL VOL | Component & Spares | ZSPR | Muzaffarpur TPS (Kanti Bijli)/ 1087
1638 | Obsolete | M8521501017 | CONTACTOR,AUXILIARY,240VDC,4NO,SIEMENS | NO | 2 | 54703.48 | AUX CONT DC COIL VO | Component & Spares | ZSPR | Muzaffarpur TPS (Kanti Bijli)/ 1087
1639 | Obsolete | M8521817990 | CONTACTOR,AUXILIARY,220VDC,4NO+4NC | NO | 4 | 21486.88 | AUX CONT DC COIL VO | Component & Spares | ZSPR | Muzaffarpur TPS (Kanti Bijli)/ 1087
1640 | Obsolete | M8521937995 | RELAY, POWER CONNECTOR, SWITCH FUSE | ST | 1 | 9786 | AUX CONT DC COIL VO | Component & Spares | ZSPR | Muzaffarpur TPS (Kanti Bijli)/ 1087
1641 | Obsolete | M8523170565 | DISC INSULATOR 11 KV 90KN-BROWNGLAZED | NO | 2 | 22600 | SWYD GENERAL | Component & Spares | ZSPR | Muzaffarpur TPS (Kanti Bijli)/ 1087
1642 | Obsolete | M8523172312 | BUS POST INSULATOR,SWITCH GEAR,220KV | NO | 175 | 150500 | SWYD GENERAL | Component & Spares | ZSPR | Muzaffarpur TPS (Kanti Bijli)/ 1087
1643 | Obsolete | M8523402374 | `T' CLAMP PANTHER CONDFOR132KV 400A.: | NO | 30 | 21300 | SWYD GENERAL | Component & Spares | ZSPR | Muzaffarpur TPS (Kanti Bijli)/ 1087
1644 | Obsolete | M8523420826 | 3" IPS ALTUBE CT CONNECTOR | NO | 19 | 24840.03 | SWYD GENERAL | Component & Spares | ZSPR | Muzaffarpur TPS (Kanti Bijli)/ 1087
1645 | Obsolete | M8523500108 | TUBE,SWITCH YARD,3IN,ALUMINIUM,220KV | NO | 4 | 3900 | SWYD GENERAL | Component & Spares | ZSPR | Muzaffarpur TPS (Kanti Bijli)/ 1087
1646 | Obsolete | M8525092212 | RELAY,BIMETAL THERMAL O/L,2.5-4A,L&T | NO | 6 | 3960 | THERMAL O/L RELAY | Component & Spares | ZSPR | Muzaffarpur TPS (Kanti Bijli)/ 1087
1647 | Obsolete | M8525117212 | RELAY,THERMAL O/L,4-6.5A,MK-1,L&T | NO | 66 | 38563.8 | THERMAL O/L RELAY | Component & Spares | ZSPR | Muzaffarpur TPS (Kanti Bijli)/ 1087
1648 | Obsolete | M8525520096 | RELAY,BIMETALLIC OVERLOAD,45-75A,MN5,L&T | NO | 1 | 840 | THERMAL O/L RELAY | Component & Spares | ZSPR | Muzaffarpur TPS (Kanti Bijli)/ 1087
1649 | Obsolete | M8533490380M | DELETED 4" MSEL Venturi Ejector | NO | 1 | 1685 | SWITCH GEAR | Component & Spares | ZSPR | Muzaffarpur TPS (Kanti Bijli)/ 1087
1650 | Obsolete | M8534090752M | DELETED Tripped Contact Finger | NO | 117 | 9243 | SWITCH GEAR | Component & Spares | ZSPR | Muzaffarpur TPS (Kanti Bijli)/ 1087
1651 | Obsolete | M8534630392M | DELETED Rubber Bush | NO | 47 | 1645 | SWITCH GEAR | Component & Spares | ZSPR | Muzaffarpur TPS (Kanti Bijli)/ 1087
1652 | Obsolete | M8535250505 | STRTR,MTR: DOL,40 HP/30 KW | NO | 1 | 517527.6 | AC MOTOR STARTERS | Component & Spares | ZSPR | Muzaffarpur TPS (Kanti Bijli)/ 1087
1653 | Obsolete | M8536080413M | DELETED Bustain U Lamp Enzieher | NO | 2 | 380 | SWITCH GEAR | Component & Spares | ZSPR | Muzaffarpur TPS (Kanti Bijli)/ 1087
1654 | Obsolete | M8536090414M | DELETED El. Demping Element Device 1.5 | NO | 20 | 11000 | SWITCH GEAR | Component & Spares | ZSPR | Muzaffarpur TPS (Kanti Bijli)/ 1087
1655 | Obsolete | M8538360458M | DELETED 4 way Distribution Board with Ca | NO | 44 | 11000 | SWITCH GEAR | Component & Spares | ZSPR | Muzaffarpur TPS (Kanti Bijli)/ 1087
1656 | Obsolete | M8538370459M | DELETED 6 way Distribution Board with Ca | NO | 3 | 600 | SWITCH GEAR | Component & Spares | ZSPR | Muzaffarpur TPS (Kanti Bijli)/ 1087
1657 | Obsolete | M8538580460M | DELETED Pad Packing Disc for LBX Switch | NO | 19 | 13205 | SWITCH GEAR | Component & Spares | ZSPR | Muzaffarpur TPS (Kanti Bijli)/ 1087
1658 | Obsolete | M8538620461M | DELETED 10 Way Chasis (C- 95) | NO | 3 | 2889 | SWITCH GEAR | Component & Spares | ZSPR | Muzaffarpur TPS (Kanti Bijli)/ 1087
1659 | Obsolete | M8538810468M | DELETED Pin (Key) for Sleeve | NO | 4 | 32 | SWITCH GEAR | Component & Spares | ZSPR | Muzaffarpur TPS (Kanti Bijli)/ 1087
1660 | Obsolete | M8538820469M | DELETED Plunger for BSW | NO | 2 | 160 | SWITCH GEAR | Component & Spares | ZSPR | Muzaffarpur TPS (Kanti Bijli)/ 1087
1661 | Obsolete | M8538920472M | DELETED Casing Gasket (Diff. Type & Size | NO | 45 | 18059.85 | SWITCH GEAR | Component & Spares | ZSPR | Muzaffarpur TPS (Kanti Bijli)/ 1087
1662 | Obsolete | M8539150770M | DELETED Sp. Kit for ML 8 Contactor | NO | 7 | 2065 | SWITCH GEAR | Component & Spares | ZSPR | Muzaffarpur TPS (Kanti Bijli)/ 1087
1663 | Obsolete | M8539280480M | DELETED C.I. Straight Coupling with Nut | NO | 78 | 14430 | SWITCH GEAR | Component & Spares | ZSPR | Muzaffarpur TPS (Kanti Bijli)/ 1087
1664 | Obsolete | M8540004007N | BOARD,DIST,LIGHTING PANEL,415V,18WAY | NO | 18 | 611550.9 | SWITCH GEAR | Component & Spares | ZSPR | Muzaffarpur TPS (Kanti Bijli)/ 1087
1665 | Obsolete | M8540880497M | DELETED A R M | NO | 10 | 25780 | SWITCH GEAR | Component & Spares | ZSPR | Muzaffarpur TPS (Kanti Bijli)/ 1087
1666 | Obsolete | M8541410509M | DELETED Seat Retainer, Cat. No. 97-415-2 | NO | 2 | 3500 | SWITCH GEAR | Component & Spares | ZSPR | Muzaffarpur TPS (Kanti Bijli)/ 1087
1667 | Obsolete | M8541420510M | DELETED Plug of Stem 65344 | NO | 2 | 8010 | SWITCH GEAR | Component & Spares | ZSPR | Muzaffarpur TPS (Kanti Bijli)/ 1087
1668 | Obsolete | M8541430511M | DELETED Seal Ring No. 97-415-234 | NO | 2 | 150 | SWITCH GEAR | Component & Spares | ZSPR | Muzaffarpur TPS (Kanti Bijli)/ 1087
1669 | Obsolete | M8541500774M | DELETED Aux. Switch, Big | NO | 1 | 490 | SWITCH GEAR | Component & Spares | ZSPR | Muzaffarpur TPS (Kanti Bijli)/ 1087
1670 | Obsolete | M8541640775M | DELETED O' Seal - 427 | NO | 94 | 1880 | SWITCH GEAR | Component & Spares | ZSPR | Muzaffarpur TPS (Kanti Bijli)/ 1087
1671 | Obsolete | M8541650776M | DELETED O' Seal - 116 | NO | 56 | 280 | SWITCH GEAR | Component & Spares | ZSPR | Muzaffarpur TPS (Kanti Bijli)/ 1087
1672 | Obsolete | M8541660777M | DELETED Connecting Rod Assy. | NO | 4 | 21080 | SWITCH GEAR | Component & Spares | ZSPR | Muzaffarpur TPS (Kanti Bijli)/ 1087
1673 | Obsolete | M8541690779M | DELETED Side Plate - B 9286764 - 1 | NO | 10 | 15900 | SWITCH GEAR | Component & Spares | ZSPR | Muzaffarpur TPS (Kanti Bijli)/ 1087
1674 | Obsolete | M8541700780M | DELETED Cam. F 9136750 - B | NO | 10 | 6780 | SWITCH GEAR | Component & Spares | ZSPR | Muzaffarpur TPS (Kanti Bijli)/ 1087
1675 | Obsolete | M8541710781M | DELETED Comb for Bus Bar | NO | 8 | 3920 | SWITCH GEAR | Component & Spares | ZSPR | Muzaffarpur TPS (Kanti Bijli)/ 1087
1676 | Obsolete | M8541720782M | DELETED Nylon Tip | NO | 5 | 190 | SWITCH GEAR | Component & Spares | ZSPR | Muzaffarpur TPS (Kanti Bijli)/ 1087
1677 | Obsolete | M8541730783M | DELETED Gasket for Lever Housing | NO | 20 | 5250 | SWITCH GEAR | Component & Spares | ZSPR | Muzaffarpur TPS (Kanti Bijli)/ 1087
1678 | Obsolete | M8541740784M | DELETED O' Seal 426 | NO | 13 | 2535 | SWITCH GEAR | Component & Spares | ZSPR | Muzaffarpur TPS (Kanti Bijli)/ 1087
1679 | Obsolete | M8541750785M | DELETED Sleeve for Insulating Contact | NO | 6 | 132 | SWITCH GEAR | Component & Spares | ZSPR | Muzaffarpur TPS (Kanti Bijli)/ 1087
1680 | Obsolete | M8541980788M | DELETED Shutter Plate | NO | 1 | 270 | SWITCH GEAR | Component & Spares | ZSPR | Muzaffarpur TPS (Kanti Bijli)/ 1087
1681 | Obsolete | M8541990789M | DELETED Mounting Plate for Switch | NO | 2 | 624 | SWITCH GEAR | Component & Spares | ZSPR | Muzaffarpur TPS (Kanti Bijli)/ 1087
1682 | Obsolete | M8542230524M | DELETED Sulzer Test Gig PAV 10 | NO | 1 | 2529 | SWITCH GEAR | Component & Spares | ZSPR | Muzaffarpur TPS (Kanti Bijli)/ 1087
1683 | Obsolete | M8542260794M | DELETED Al. Ring for Breaker | NO | 57 | 6840 | SWITCH GEAR | Component & Spares | ZSPR | Muzaffarpur TPS (Kanti Bijli)/ 1087
1684 | Obsolete | M8542320795M | DELETED O' Seal/'O' Ring | NO | 71 | 14200 | SWITCH GEAR | Component & Spares | ZSPR | Muzaffarpur TPS (Kanti Bijli)/ 1087
1685 | Obsolete | M8542490797M | DELETED Inter Lock Link | NO | 3 | 654 | SWITCH GEAR | Component & Spares | ZSPR | Muzaffarpur TPS (Kanti Bijli)/ 1087
1686 | Obsolete | M8542540798M | DELETED Operating Coil | NO | 45 | 41040 | SWITCH GEAR | Component & Spares | ZSPR | Muzaffarpur TPS (Kanti Bijli)/ 1087
1687 | Obsolete | M8542550799M | DELETED Moving Contact SL - 68 | NO | 24 | 4440 | SWITCH GEAR | Component & Spares | ZSPR | Muzaffarpur TPS (Kanti Bijli)/ 1087
1688 | Obsolete | M8542560800M | DELETED Moving Contact SL - 69 | NO | 59 | 10915 | SWITCH GEAR | Component & Spares | ZSPR | Muzaffarpur TPS (Kanti Bijli)/ 1087
1689 | Obsolete | M8542580801M | DELETED Contact Finger, SL - 85 | NO | 30 | 1140 | SWITCH GEAR | Component & Spares | ZSPR | Muzaffarpur TPS (Kanti Bijli)/ 1087
1690 | Obsolete | M8542590802M | DELETED Contact Finger, SL - 86 | NO | 35 | 1330 | SWITCH GEAR | Component & Spares | ZSPR | Muzaffarpur TPS (Kanti Bijli)/ 1087
1691 | Obsolete | M8542600803M | DELETED Contact Spring, D9286315 (001) | NO | 45 | 423900 | SWITCH GEAR | Component & Spares | ZSPR | Muzaffarpur TPS (Kanti Bijli)/ 1087
1692 | Obsolete | M8542610804M | DELETED Spring B 94118871 | NO | 15 | 106050 | SWITCH GEAR | Component & Spares | ZSPR | Muzaffarpur TPS (Kanti Bijli)/ 1087
1693 | Obsolete | M8542790805M | DELETED Nylon Tips | NO | 19 | 3135 | SWITCH GEAR | Component & Spares | ZSPR | Muzaffarpur TPS (Kanti Bijli)/ 1087
1694 | Obsolete | M8542910806M | DELETED Spring for InterLock | NO | 50 | 3600 | SWITCH GEAR | Component & Spares | ZSPR | Muzaffarpur TPS (Kanti Bijli)/ 1087
1695 | Obsolete | M8543070807M | DELETED Taflan Comb | NO | 24 | 5232 | CARTRIDGE FUSE LINK | Component & Spares | ZSPR | Muzaffarpur TPS (Kanti Bijli)/ 1087
1696 | Obsolete | M8544081020 | FUSE LINK,HRC,6A,TIA-6 | NO | 296 | 18352 | SWITCH GEAR | Component & Spares | ZSPR | Muzaffarpur TPS (Kanti Bijli)/ 1087
1697 | Obsolete | M8544090810M | DELETED Fibre Rod for Closing OCB | NO | 18 | 2925 | SWITCH GEAR | Component & Spares | ZSPR | Muzaffarpur TPS (Kanti Bijli)/ 1087
1698 | Obsolete | M8544120813M | DELETED Nylon Tip - 630 A | NO | 31 | 6665 | SWITCH GEAR | Component & Spares | ZSPR | Muzaffarpur TPS (Kanti Bijli)/ 1087
1699 | Obsolete | M8544150814M | DELETED Spare Tube for 1600 A | NO | 5 | 4975 | SWITCH GEAR | Component & Spares | ZSPR | Muzaffarpur TPS (Kanti Bijli)/ 1087
1700 | Obsolete | M8544170816M | DELETED Bearing for Spring Charging Shaf | NO | 10 | 94200 | SWITCH GEAR | Component & Spares | ZSPR | Muzaffarpur TPS (Kanti Bijli)/ 1087
1701 | Obsolete | M8544190817M | DELETED Contact Finger Assy, 630/1250 A | NO | 232 | 26680 | SWITCH GEAR | Component & Spares | ZSPR | Muzaffarpur TPS (Kanti Bijli)/ 1087
1702 | Obsolete | M8544220819M | DELETED Cam Assy. F 9136758 - B | NO | 12 | 888 | SWITCH GEAR | Component & Spares | ZSPR | Muzaffarpur TPS (Kanti Bijli)/ 1087
1703 | Obsolete | M8544230820M | DELETED Gasket | NO | 11 | 1210 | SWITCH GEAR | Component & Spares | ZSPR | Muzaffarpur TPS (Kanti Bijli)/ 1087
1704 | Obsolete | M8544250822M | DELETED Roller Assy 630/1250 Amp. | NO | 6 | 7500 | SWITCH GEAR | Component & Spares | ZSPR | Muzaffarpur TPS (Kanti Bijli)/ 1087
1705 | Obsolete | M8544250848 | FUSE LINK,HRC,DIN,120KA,500VAC,160A | NO | 10 | 0 | SWITCH GEAR | Component & Spares | ZSPR | Muzaffarpur TPS (Kanti Bijli)/ 1087
1706 | Obsolete | M8544630255 | FUSE LINK,HRC,SEMI CONDUCTOR,630A | NO | 11 | 142909.69 | SWITCH GEAR | Component & Spares | ZSPR | Muzaffarpur TPS (Kanti Bijli)/ 1087
1707 | Obsolete | M8544635603 | FUSE LINK,HRC,SEMI CONDUCTOR,500-630A | NO | 12 | 78600 | SWITCH GEAR | Component & Spares | ZSPR | Muzaffarpur TPS (Kanti Bijli)/ 1087
1708 | Obsolete | M8544900553M | DELETED C.S. Cap 2" BSP (Female) | NO | 25 | 1950 | SWITCH GEAR | Component & Spares | ZSPR | Muzaffarpur TPS (Kanti Bijli)/ 1087
1709 | Obsolete | M8544910554M | DELETED C.S. Cap 1.5" BSP (Female) | NO | 25 | 1950 | SWITCH GEAR | Component & Spares | ZSPR | Muzaffarpur TPS (Kanti Bijli)/ 1087
1710 | Obsolete | M8545000556M | DELETED Plug with Stem VST 3"x2" | NO | 2 | 8010 | REWIRABLE FUSE WIRE | Component & Spares | ZSPR | Muzaffarpur TPS (Kanti Bijli)/ 1087
1711 | Obsolete | M8545020558M | DELETED Plug with Stem VSC 6"x 5" | NO | 1 | 4005 | REWIRABLE FUSE WIRE | Component & Spares | ZSPR | Muzaffarpur TPS (Kanti Bijli)/ 1087
1712 | Obsolete | M8545570563M | DELETED Ring Type Gear Set Assy. | SET | 15 | 214650 | REWIRABLE FUSE WIRE | Component & Spares | ZSPR | Muzaffarpur TPS (Kanti Bijli)/ 1087
1713 | Obsolete | M8546730828M | DELETED Isolator Base Frame without Pipe | NO | 8 | 5400 | HRC FUSE LINK | Component & Spares | ZSPR | Muzaffarpur TPS (Kanti Bijli)/ 1087
1714 | Obsolete | M8546840576M | DELETED Concent Current Generator, CE 69 | NO | 2 | 42900 | HRC FUSE LINK | Component & Spares | ZSPR | Muzaffarpur TPS (Kanti Bijli)/ 1087
1715 | Obsolete | M8546920577M | DELETED Link R.H. Threaded | NO | 10 | 6500 | HRC FUSE LINK | Component & Spares | ZSPR | Muzaffarpur TPS (Kanti Bijli)/ 1087
1716 | Obsolete | M8546930578M | DELETED Link L.R. Threaded | NO | 10 | 6500 | HRC FUSE LINK | Component & Spares | ZSPR | Muzaffarpur TPS (Kanti Bijli)/ 1087
1717 | Obsolete | M8546950829M | DELETED Beckalite Rod | NO | 30 | 27300 | HRC FUSE LINK | Component & Spares | ZSPR | Muzaffarpur TPS (Kanti Bijli)/ 1087
1718 | Obsolete | M8546980831M | DELETED Plug Socket Assy. | NO | 4 | 1640 | HRC FUSE LINK | Component & Spares | ZSPR | Muzaffarpur TPS (Kanti Bijli)/ 1087
1719 | Obsolete | M8547100832M | DELETED T.C. Spare Coil | NO | 5 | 4250 | FUSE FITTINGS | Component & Spares | ZSPR | Muzaffarpur TPS (Kanti Bijli)/ 1087
1720 | Obsolete | M8547927992 | SFU:DP,415V,32A,C&S | NO | 151 | 12289.89 | FUSE FITTINGS | Component & Spares | ZSPR | Muzaffarpur TPS (Kanti Bijli)/ 1087
1721 | Obsolete | M8548000836M | DELETED Closing/Tripping Coil, 220 VDC | NO | 18 | 3150 | DISTRIBUTION BOARD | Component & Spares | ZSPR | Muzaffarpur TPS (Kanti Bijli)/ 1087
1722 | Obsolete | M8548380838M | DELETED Reset Switch 35Amp. LBO, 500V, 1 | NO | 10 | 1850 | DISTRIBUTION BOARD | Component & Spares | ZSPR | Muzaffarpur TPS (Kanti Bijli)/ 1087
1723 | Obsolete | M8548590840M | DELETED O' Seal - 349 | NO | 15 | 225 | DISTRIBUTION BOARD | Component & Spares | ZSPR | Muzaffarpur TPS (Kanti Bijli)/ 1087
1724 | Obsolete | M8548600589M | DELETED Spring B 9411890-1 | NO | 10 | 70700 | DISTRIBUTION BOARD | Component & Spares | ZSPR | Muzaffarpur TPS (Kanti Bijli)/ 1087
1725 | Obsolete | M8548620841M | DELETED Roll Pin | NO | 300 | 5100 | DISTRIBUTION BOARD | Component & Spares | ZSPR | Muzaffarpur TPS (Kanti Bijli)/ 1087
1726 | Obsolete | M8548690592M | DELETED Operating Mechanism Assy, | NO | 1 | 850 | DISTRIBUTION BOARD | Component & Spares | ZSPR | Muzaffarpur TPS (Kanti Bijli)/ 1087
1727 | Obsolete | M8549425696 | SWITCH,ISOLATING,440V,2P,GENERAL | NO | 2 | 430 | ISOLATING SWITCH | Component & Spares | ZSPR | Muzaffarpur TPS (Kanti Bijli)/ 1087
1728 | Obsolete | M8550211994 | SWITCH,RTRY,2 POS,110VAC/VDC,10A | NO | 6 | 4967.64 | SELECTOR SWITCH | Component & Spares | ZSPR | Muzaffarpur TPS (Kanti Bijli)/ 1087
1729 | Obsolete | M8550960633M | DELETED Twin Hole Ceramic Porcelein Insu | NO | 5000 | 915000 | SELECTOR SWITCH | Component & Spares | ZSPR | Muzaffarpur TPS (Kanti Bijli)/ 1087
1730 | Obsolete | M8552460859M | DELETED Plug 120DEG 48Pole M & 3 108E-36 | NO | 1 | 23520 | LIMIT SWITCH | Component & Spares | ZSPR | Muzaffarpur TPS (Kanti Bijli)/ 1087
1731 | Obsolete | M8552530860M | DELETED Gasket 45091001538 - 001 | NO | 10 | 3500 | LIMIT SWITCH | Component & Spares | ZSPR | Muzaffarpur TPS (Kanti Bijli)/ 1087
1732 | Obsolete | M8552770864M | DELETED Tripped Contact finger 350910015 | NO | 159 | 15105 | LIMIT SWITCH | Component & Spares | ZSPR | Muzaffarpur TPS (Kanti Bijli)/ 1087
1733 | Obsolete | M8552780865M | DELETED Arching Finger 92863090 | NO | 45 | 3825 | LIMIT SWITCH | Component & Spares | ZSPR | Muzaffarpur TPS (Kanti Bijli)/ 1087
1734 | Obsolete | M8552830867M | DELETED Shield | NO | 54 | 6048 | LIMIT SWITCH | Component & Spares | ZSPR | Muzaffarpur TPS (Kanti Bijli)/ 1087
1735 | Obsolete | M8552950869M | DELETED Breaker Mounted Aux. Switch | NO | 3 | 378 | LIMIT SWITCH | Component & Spares | ZSPR | Muzaffarpur TPS (Kanti Bijli)/ 1087
1736 | Obsolete | M8553151042M | DELETED Horn Gap Fuse Set for 11Kv Sub-s | SET | 4 | 24500 | ROTARY CAM SWITCH | Component & Spares | ZSPR | Muzaffarpur TPS (Kanti Bijli)/ 1087
1737 | Obsolete | M8553200664M | DELETED Fulerum Pin, B 9411808 (1) | NO | 25 | 565 | ROTARY CAM SWITCH | Component & Spares | ZSPR | Muzaffarpur TPS (Kanti Bijli)/ 1087
1738 | Obsolete | M8557530502 | SWITCH,H/D,500VAC,160A,3P+N,SIEMENS | NO | 1 | 1550 | SWITCH DISCONN UNIT | Component & Spares | ZSPR | Muzaffarpur TPS (Kanti Bijli)/ 1087
1739 | Obsolete | M8562347256 | DRUM INCOMER,SWITCH GEAR,32A | NO | 2 | 814 | MCCB IS:13947 (PT-2) | Component & Spares | ZSPR | Muzaffarpur TPS (Kanti Bijli)/ 1087
1740 | Obsolete | M8562357440 | CIRCUIT BREAKER,MC,440VAC,200A,3P,50KA | NO | 1 | 210 | MCCB IS:13947 (PT-2) | Component & Spares | ZSPR | Muzaffarpur TPS (Kanti Bijli)/ 1087
1741 | Obsolete | M8562363252 | CIRCUIT BREAKER,MOULDED CASE,415VAC,300A | NO | 1 | 462.33 | MCCB IS:13947 (PT-2) | Component & Spares | ZSPR | Muzaffarpur TPS (Kanti Bijli)/ 1087
1742 | Obsolete | M8562366251 | CIRCUIT BREAKER,MOULDED CASE,415VAC,350A | NO | 1 | 462.33 | MCCB IS:13947 (PT-2) | Component & Spares | ZSPR | Muzaffarpur TPS (Kanti Bijli)/ 1087
1743 | Obsolete | M8562372443 | CIRCUIT BREAKER,MC,440VAC,1000A,3P | NO | 1 | 14 | MCCB IS:13947 (PT-2) | Component & Spares | ZSPR | Muzaffarpur TPS (Kanti Bijli)/ 1087
1744 | Obsolete | M8562376250 | CIRCUIT BREAKER,MC,415VAC,630A,3P | NO | 3 | 1662.99 | MCCB IS:13947 (PT-2) | Component & Spares | ZSPR | Muzaffarpur TPS (Kanti Bijli)/ 1087
1745 | Obsolete | M8564279823 | CIRCUIT BREAKER,LOW TENSION AIR,3200A,3P | NO | 1 | 339990 | AIR CIRCUIT BREAK(LT | Component & Spares | ZSPR | Muzaffarpur TPS (Kanti Bijli)/ 1087
1746 | Obsolete | M8567472010 | FUSE PULLER SHORT HANDLE TYPE 3NX10.10 | NO | 2 | 832 | CONTROL ACCESSORIES | Component & Spares | ZSPR | Muzaffarpur TPS (Kanti Bijli)/ 1087
1747 | Obsolete | M8567770015 | CONTACT ELEMENT,3SA1020/3SA1010 | NO | 31 | 3653.66 | CONTROL ACCESSORIES | Component & Spares | ZSPR | Muzaffarpur TPS (Kanti Bijli)/ 1087
1748 | Obsolete | M8568110012 | COIL,3TY 1 203-OF,SIEMENS,CONTACTOR | NO | 10 | 7300 | SPARES/ACCESS LT SG | Component & Spares | ZSPR | Muzaffarpur TPS (Kanti Bijli)/ 1087
1749 | Obsolete | M8568110094 | COIL,SIEMENS,SWITCH GEAR | NO | 9 | 5310 | SPARES/ACCESS LT SG | Component & Spares | ZSPR | Muzaffarpur TPS (Kanti Bijli)/ 1087
1750 | Obsolete | M8568110207 | COIL,3TY1283OW,SIEMENS,CONTACTOR,3TA28 | NO | 3 | 4509.75 | SPARES/ACCESS LT SG | Component & Spares | ZSPR | Muzaffarpur TPS (Kanti Bijli)/ 1087
1751 | Obsolete | M8568110571 | MAIN CONTACT KIT,3TY6560-OA,SIEMENS | NO | 1 | 430 | SPARES/ACCESS LT SG | Component & Spares | ZSPR | Muzaffarpur TPS (Kanti Bijli)/ 1087
1752 | Obsolete | M8568111565 | COIL,SIEMENS,CONTACTOR,3TB56 | NO | 5 | 2967.5 | SPARES/ACCESS LT SG | Component & Spares | ZSPR | Muzaffarpur TPS (Kanti Bijli)/ 1087
1753 | Obsolete | M8568116144 | SPARE COIL,CONTACTOR,3TA61 | NO | 311 | 167694.31 | SPARES/ACCESS LT SG | Component & Spares | ZSPR | Muzaffarpur TPS (Kanti Bijli)/ 1087
1754 | Obsolete | M8568116205 | SPARE COIL,3TY1 283,SIEMENS,CONTACTOR | NO | 12 | 5639.16 | SPARES/ACCESS LT SG | Component & Spares | ZSPR | Muzaffarpur TPS (Kanti Bijli)/ 1087
1755 | Obsolete | M8568116357 | SPARE COIL 440VAC FOR 3TA24 3TY1-243-OF | NO | 2 | 2433.5 | SPARES/ACCESS LT SG | Component & Spares | ZSPR | Muzaffarpur TPS (Kanti Bijli)/ 1087
1756 | Obsolete | M8568117323 | AUX CONTACT BLOCK,3TX4010-2A,SIEMENS | NO | 40 | 4972.8 | SPARES/ACCESS LT SG | Component & Spares | ZSPR | Muzaffarpur TPS (Kanti Bijli)/ 1087
1757 | Obsolete | M8568117712 | CONTACT KIT,3TY1301,SIEMENS,CONTACTOR | NO | 58 | 9520.7 | SPARES/ACCESS LT SG | Component & Spares | ZSPR | Muzaffarpur TPS (Kanti Bijli)/ 1087
1758 | Obsolete | M8568119709 | SPARE COIL,3TY1283-OF,CONTACTOR,3TA28 | NO | 6 | 9401.16 | SPARES/ACCESS LT SG | Component & Spares | ZSPR | Muzaffarpur TPS (Kanti Bijli)/ 1087
1759 | Obsolete | M8568120516 | CONTACT KIT,L&T,SWITCH GEAR,240V | SET | 1 | 24837.78 | SPARES/ACCESS LT SG | Component & Spares | ZSPR | Muzaffarpur TPS (Kanti Bijli)/ 1087
1760 | Obsolete | M8568120677 | COIL,SS91011,L&T,CONTACTOR,ML10/ML12 | NO | 1 | 4015.2 | SPARES/ACCESS LT SG | Component & Spares | ZSPR | Muzaffarpur TPS (Kanti Bijli)/ 1087
1761 | Obsolete | M8568122211 | SPARE KIT,L&T,CONTACTOR,ML-0 | SET | 16 | 15536 | SPARES/ACCESS LT SG | Component & Spares | ZSPR | Muzaffarpur TPS (Kanti Bijli)/ 1087
1762 | Obsolete | M8568124350 | SPARE KIT,SS-90126,L&T,CONTACTOR,MK-1 | NO | 3 | 2655 | SPARES/ACCESS LT SG | Component & Spares | ZSPR | Muzaffarpur TPS (Kanti Bijli)/ 1087
1763 | Obsolete | M8568128325 | SPARE KIT,SS 91660,L&T,CONTACTOR,ML-4 | NO | 2 | 885.02 | SPARES/ACCESS LT SG | Component & Spares | ZSPR | Muzaffarpur TPS (Kanti Bijli)/ 1087
1764 | Obsolete | M8568130348 | SPARE COIL,LX1-D40F,TC,CONTACTOR | NO | 5 | 3558.2 | SPARES/ACCESS LT SG | Component & Spares | ZSPR | Muzaffarpur TPS (Kanti Bijli)/ 1087
1765 | Obsolete | M8568131837 | COIL,C&S,CONTACTOR,LX1-FF115A | NO | 11 | 28528.17 | SPARES/ACCESS LT SG | Component & Spares | ZSPR | Muzaffarpur TPS (Kanti Bijli)/ 1087
1766 | Obsolete | M8568137561 | SPARE COIL,LX1-D09F,TC,CONTACTOR | NO | 6 | 2911.32 | SPARES/ACCESS LT SG | Component & Spares | ZSPR | Muzaffarpur TPS (Kanti Bijli)/ 1087
1767 | Obsolete | M8568142024 | COIL;415VAC;BCH-92268M-MC10E | NO | 29 | 13630 | SPARES/ACCESS LT SG | Component & Spares | ZSPR | Muzaffarpur TPS (Kanti Bijli)/ 1087
1768 | Obsolete | M8568142149 | SPARE COIL 220/240 VAC 16A CONT | NO | 7 | 1288 | SPARES/ACCESS LT SG | Component & Spares | ZSPR | Muzaffarpur TPS (Kanti Bijli)/ 1087
1769 | Obsolete | M8568147083 | MAGNETIC COIL,9-2268,BCH,CONTACTOR | NO | 71 | 16951.25 | SPARES/ACCESS LT SG | Component & Spares | ZSPR | Muzaffarpur TPS (Kanti Bijli)/ 1087
1770 | Obsolete | M8568149706 | MAGNETIC COIL,BCH,CONTACTOR | NO | 19 | 3496 | SPARES/ACCESS LT SG | Component & Spares | ZSPR | Muzaffarpur TPS (Kanti Bijli)/ 1087
1771 | Obsolete | M8568149724 | COIL,BCH,CONTACTOR,914X22 | NO | 1 | 7800.44 | SPARES/ACCESS LT SG | Component & Spares | ZSPR | Muzaffarpur TPS (Kanti Bijli)/ 1087
1772 | Obsolete | M8568150452 | CONTACT SET,V1175CA,GE,CONTACTOR,CK75 | SET | 1 | 4040.33 | SPARES/ACCESS LT SG | Component & Spares | ZSPR | Muzaffarpur TPS (Kanti Bijli)/ 1087
1773 | Obsolete | M8568157170 | FIXED/MOVING CONTACT,CONTACTOR,CL07 | SET | 5 | 19822.9 | SPARES/ACCESS LT SG | Component & Spares | ZSPR | Muzaffarpur TPS (Kanti Bijli)/ 1087
1774 | Obsolete | M8568159796 | CONTACT SET,V31204B,GE,CONTACTOR,CL04 | SET | 5 | 6527.2 | SPARES/ACCESS LT SG | Component & Spares | ZSPR | Muzaffarpur TPS (Kanti Bijli)/ 1087
1775 | Obsolete | M8568159802 | CONTACT SET,V31208B,GE,CONTACTOR,CL08 | SET | 5 | 19564.85 | SPARES/ACCESS LT SG | Component & Spares | ZSPR | Muzaffarpur TPS (Kanti Bijli)/ 1087
1776 | Obsolete | M8568159811 | CONTACT SET,V31210B,GE,CONTACTOR,CL10 | SET | 5 | 28586.6 | SPARES/ACCESS LT SG | Component & Spares | ZSPR | Muzaffarpur TPS (Kanti Bijli)/ 1087
1777 | Obsolete | M8568159820 | CONTACT SET,V1109BA,GE,CONTACTOR,CK09 | SET | 1 | 6771.72 | SPARES/ACCESS LT SG | Component & Spares | ZSPR | Muzaffarpur TPS (Kanti Bijli)/ 1087
1778 | Obsolete | M8568161667 | COIL,TELEMECANIQUE,CONTACTOR,LC1-D253 | NO | 6 | 2911.32 | SPARES/ACCESS LT SG | Component & Spares | ZSPR | Muzaffarpur TPS (Kanti Bijli)/ 1087
1779 | Obsolete | M8568511280 | PROTECTIVE COVER,K138-2Z,SIEMENS,SWITCH | NO | 20 | 7900 | SPARES/ACCESS LT SG | Component & Spares | ZSPR | Muzaffarpur TPS (Kanti Bijli)/ 1087
1780 | Obsolete | M8569050014 | TRIP COIL,LL5302 ZL 10141-60,EE,ACB | NO | 15 | 21853.35 | SPARES FOR ACB | Component & Spares | ZSPR | Muzaffarpur TPS (Kanti Bijli)/ 1087
1781 | Obsolete | M8569208770 | VOLTAGE RELEASE,SL92720,L&T,ACB,MV(2) | NO | 5 | 11400 | SPARES FOR ACB | Component & Spares | ZSPR | Muzaffarpur TPS (Kanti Bijli)/ 1087
1782 | Obsolete | M8569210359 | LIMIT SWITCH,SL93144,L&T,ACB | NO | 6 | 5746.68 | SPARES FOR ACB | Component & Spares | ZSPR | Muzaffarpur TPS (Kanti Bijli)/ 1087
1783 | Obsolete | M8569216533 | SHUTTER ASSY.CAT.NO-92831 | NO | 2 | 2440 | SPARES FOR ACB | Component & Spares | ZSPR | Muzaffarpur TPS (Kanti Bijli)/ 1087
1784 | Obsolete | M8570393702 | TRIP LATCHING ASSY,SL 50069,L&T,ACB | NO | 5 | 1768.15 | SWITCH GEAR | Component & Spares | ZSPR | Muzaffarpur TPS (Kanti Bijli)/ 1087
1785 | Obsolete | M8571111493 | HANDLE,SIEMENS,SFU,3KL25/41 | NO | 12 | 17223.96 | SWITCH GEAR | Component & Spares | ZSPR | Muzaffarpur TPS (Kanti Bijli)/ 1087
1786 | Obsolete | M8571120879 | OPERATING COIL,SS-91258BOOO,L&T,ML4/ML6 | NO | 2 | 1340 | SWITCH GEAR | Component & Spares | ZSPR | Muzaffarpur TPS (Kanti Bijli)/ 1087
1787 | Obsolete | M8571141524 | COIL,BCH,CONTACTOR,D914X22 | NO | 1 | 15600.88 | SWITCH GEAR | Component & Spares | ZSPR | Muzaffarpur TPS (Kanti Bijli)/ 1087
1788 | Obsolete | M8571420375 | FRONT HOUSING ASSY,ST316 81,L&T,SFU | NO | 2 | 12629.42 | SWITCH GEAR | Component & Spares | ZSPR | Muzaffarpur TPS (Kanti Bijli)/ 1087
1789 | Obsolete | M8571812079 | LYRA CONTACT 100 AMP | NO | 976 | 225621.92 | SWITCH GEAR | Component & Spares | ZSPR | Muzaffarpur TPS (Kanti Bijli)/ 1087
1790 | Obsolete | M8571831180 | CONTROL BUSBAR,FCB0010027,SWITCH GEAR | NO | 1 | 2140 | SWITCH GEAR | Component & Spares | ZSPR | Muzaffarpur TPS (Kanti Bijli)/ 1087
1791 | Obsolete | M8571921780 | INTERPHASE BARRIER,L&T,SWITCH GEAR | NO | 9 | 8550 | SWITCH GEAR | Component & Spares | ZSPR | Muzaffarpur TPS (Kanti Bijli)/ 1087
1792 | Obsolete | M8571980170 | ADD ON BLOCK,LA1KN22,SCHNEIDER | NO | 2 | 1024.34 | SWITCH GEAR | Component & Spares | ZSPR | Muzaffarpur TPS (Kanti Bijli)/ 1087
1793 | Obsolete | M8574100010 | CURRENT TRANSFORMER,SL-90593 TN-8,ACB | NO | 4 | 9888 | SWITCH GEAR | Component & Spares | ZSPR | Muzaffarpur TPS (Kanti Bijli)/ 1087
1794 | Obsolete | M8574100108 | DOOR INTERLOCK,SL92711,L&T,ACB | NO | 11 | 1925 | SWITCH GEAR | Component & Spares | ZSPR | Muzaffarpur TPS (Kanti Bijli)/ 1087
1795 | Obsolete | M8574100223 | JAW CONTACT,SL92860,L&T,ACB | SET | 4 | 8832 | SWITCH GEAR | Component & Spares | ZSPR | Muzaffarpur TPS (Kanti Bijli)/ 1087
1796 | Obsolete | M8574100445 | ISOLAT CONTACT BLOCK,SL92701,L&T,ACB | NO | 32 | 4064 | SWITCH GEAR | Component & Spares | ZSPR | Muzaffarpur TPS (Kanti Bijli)/ 1087
1797 | Obsolete | M8574300184 | ARC CHUTE,PGAO100440,EE,ACB,M-PACT 610 | NO | 27 | 4590 | SWITCH GEAR | Component & Spares | ZSPR | Muzaffarpur TPS (Kanti Bijli)/ 1087
1798 | Obsolete | M8581050027 | AIR BREAK CONTACTOR,C9585754-01,BHEL | NO | 7 | 3850 | SWITCH GEAR | Component & Spares | ZSPR | Muzaffarpur TPS (Kanti Bijli)/ 1087
1799 | Obsolete | M8581052120 | WAVE TRAP,220KV,0.5MH,140-450KHZ | NO | 2 | 2700 | SWITCH GEAR | Component & Spares | ZSPR | Muzaffarpur TPS (Kanti Bijli)/ 1087
1800 | Obsolete | M8581400589 | CHANNEL WASHER,SG 9006 4005,BHEL,SF6 CB | NO | 32 | 480 | SWITCH GEAR | Component & Spares | ZSPR | Muzaffarpur TPS (Kanti Bijli)/ 1087
1801 | Obsolete | M8583020275 | isolator spare complete pole with 2 E/S | NO | 1 | 122199 | SWITCH GEAR | Component & Spares | ZSPR | Muzaffarpur TPS (Kanti Bijli)/ 1087
1802 | Obsolete | M8583020372 | ROTARY BEARING,ISOLATOR | NO | 1 | 4078 | SWITCH GEAR | Component & Spares | ZSPR | Muzaffarpur TPS (Kanti Bijli)/ 1087
1803 | Obsolete | M8583020390 | Isolator spare Limit /aux. Switch | NO | 1 | 2900 | SWITCH GEAR | Component & Spares | ZSPR | Muzaffarpur TPS (Kanti Bijli)/ 1087
1804 | Obsolete | M8587011651 | RESISTANCE,JYOTI,MOCB,OD-1 | NO | 3 | 666 | SPARES FOR MOCB | Component & Spares | ZSPR | Muzaffarpur TPS (Kanti Bijli)/ 1087
1805 | Obsolete | M8587111445 | INDICATING PLATE,IN54280001-M,ABB,SF6 CB | NO | 1 | 30 | SPARES FOR MOCB | Component & Spares | ZSPR | Muzaffarpur TPS (Kanti Bijli)/ 1087
1806 | Obsolete | M8587112068 | COPPER CONTACT FINGER FOR FEMALE CONTACT | NO | 1 | 13592 | SPARES FOR MOCB | Component & Spares | ZSPR | Muzaffarpur TPS (Kanti Bijli)/ 1087
1807 | Obsolete | M8587370556 | RETAINING RING,21542526-118,BHEL,MOCB | NO | 10 | 250 | SPARES FOR MOCB | Component & Spares | ZSPR | Muzaffarpur TPS (Kanti Bijli)/ 1087
1808 | Obsolete | M8590260789 | SET OF RELAY,POWER CONTACTRS,S/WS FUSES | SET | 1 | 9786 | SWITCH GEAR | Component & Spares | ZSPR | Muzaffarpur TPS (Kanti Bijli)/ 1087
1809 | Obsolete | M8590270016 | COPPER CONTACT FINGERS FOR FEMALE | SET | 1 | 9062 | SWITCH GEAR | Component & Spares | ZSPR | Muzaffarpur TPS (Kanti Bijli)/ 1087
1810 | Obsolete | M8590550019 | POLE,SIEMENS,ISOLATOR | NO | 1 | 106785 | SWITCH GEAR | Component & Spares | ZSPR | Muzaffarpur TPS (Kanti Bijli)/ 1087
1811 | Obsolete | M8592481258 | ISOLATOR LIMIT SWITCHES & AUX SWITCHES | MM2 | 1 | 2900 | SPARE & ACCE EHV SG | Component & Spares | ZSPR | Muzaffarpur TPS (Kanti Bijli)/ 1087
1812 | Obsolete | M8592730894M | DELETED manual to auto conversion kit sl | NO | 3 | 942 | SPARE & ACCE EHV SG | Component & Spares | ZSPR | Muzaffarpur TPS (Kanti Bijli)/ 1087
1813 | Obsolete | M8592991650 | HARD DISK,SUB-STN AUT SYS | NO | 3 | 12615.18 | SPARE & ACCE EHV SG | Component & Spares | ZSPR | Muzaffarpur TPS (Kanti Bijli)/ 1087
1814 | Obsolete | M8594018999 | ARRESTER,LIGT,400KV,CROMPTON | SET | 1 | 45500 | PROTECTIVE DEVICE | Component & Spares | ZSPR | Muzaffarpur TPS (Kanti Bijli)/ 1087
1815 | Obsolete | M8594024996 | ARRESTER,LIGT,PROTECTIVE DEVICE,12KV | NO | 3 | 27746.49 | PROTECTIVE DEVICE | Component & Spares | ZSPR | Muzaffarpur TPS (Kanti Bijli)/ 1087
1816 | Obsolete | M8597125922 | BELLEVILLE WASHER,BUS DUCT | NO | 1000 | 5000 | BUSDUCT & ACCESS | Component & Spares | ZSPR | Muzaffarpur TPS (Kanti Bijli)/ 1087
1817 | Obsolete | M8597534731 | TERMINAL CONNECTOR,11KV | SET | 111 | 12079.02 | BUSDUCT & ACCESS | Component & Spares | ZSPR | Muzaffarpur TPS (Kanti Bijli)/ 1087
1818 | Obsolete | M8597534908 | TERMINAL CONNECTOR,11KV,BUS DUCT | SET | 15 | 7437.45 | BUSDUCT & ACCESS | Component & Spares | ZSPR | Muzaffarpur TPS (Kanti Bijli)/ 1087
1819 | Obsolete | M8605601250M | DELETED O Ring Mill Motor Coupling | NO | 46 | 3220 | MOTORS | Component & Spares | ZSPR | Muzaffarpur TPS (Kanti Bijli)/ 1087
1820 | Obsolete | M8605621251M | DELETED O Ring Mill Motor Coupling ID 20 | NO | 16 | 1520 | MOTORS | Component & Spares | ZSPR | Muzaffarpur TPS (Kanti Bijli)/ 1087
1821 | Obsolete | M8610990081 | MOTOR,SQL CAGE IND,415VAC,147A,3PH,S1,4P | NO | 1 | 24000 | SLPRNGINDMOT415V<5KW | Component & Spares | ZSPR | Muzaffarpur TPS (Kanti Bijli)/ 1087
1822 | Obsolete | M8611335263 | MOTOR,SQL CAGE IND,415VAC,3PH,S1,132M,2P | NO | 1 | 27211.89 | SLPRNGINDMO415V5-30K | Component & Spares | ZSPR | Muzaffarpur TPS (Kanti Bijli)/ 1087
1823 | Obsolete | M8611534293 | MOTOR,SQL CAGE IND,415VAC,92A,3PH,S1,4P | NO | 1 | 114994 | SLPRNGINDMO415V5-30K | Component & Spares | ZSPR | Muzaffarpur TPS (Kanti Bijli)/ 1087
1824 | Obsolete | M8612024191 | MOTOR,SQ CAGE IND,415VAC,3PH,71,FLG,F | NO | 35 | 152950 | SLPRNGINDMO415V30-90 | Component & Spares | ZSPR | Muzaffarpur TPS (Kanti Bijli)/ 1087
1825 | Obsolete | M8612113262 | MOTOR,SQL CAGE IND,415VAC,3PH,S1/S4,80M | NO | 1 | 4631.81 | SLPRNGINDMO415V30-90 | Component & Spares | ZSPR | Muzaffarpur TPS (Kanti Bijli)/ 1087
1826 | Obsolete | M8612143061 | MOTOR,SQ CAGE IND,415VAC,3PH,S1,80,B14,F | NO | 1 | 18500 | SLPRNGINDMO415V30-90 | Component & Spares | ZSPR | Muzaffarpur TPS (Kanti Bijli)/ 1087
1827 | Obsolete | M8612174081 | MOTOR,SQ CAGE IND,415VAC,3PH,S1,80M,4P | NO | 1 | 4863.04 | SLPRNGINDMO415V30-90 | Component & Spares | ZSPR | Muzaffarpur TPS (Kanti Bijli)/ 1087
1828 | Obsolete | M8612174161 | MOTOR,SQ CAGE IND,415VAC,3PH,S1,80,4P,F | NO | 1 | 12380 | SLPRNGINDMO415V30-90 | Component & Spares | ZSPR | Muzaffarpur TPS (Kanti Bijli)/ 1087
1829 | Obsolete | M8612174261 | MOTOR,SQ CAGE IND,415VAC,3PH,S1,AM80NY4 | NO | 1 | 5009.77 | SLPRNGINDMO415V30-90 | Component & Spares | ZSPR | Muzaffarpur TPS (Kanti Bijli)/ 1087
1830 | Obsolete | M8612213083 | MOTOR,SQ CAGE IND,415VAC,4A,3PH,S1 | NO | 1 | 7642.49 | SLPRNGINDMO415V30-90 | Component & Spares | ZSPR | Muzaffarpur TPS (Kanti Bijli)/ 1087
1831 | Obsolete | M8612295261 | MOTOR,SQ CAGE IND,415VAC,3PH,112M,2P,V1 | NO | 1 | 9842.6 | SLPRNGINDMO415V30-90 | Component & Spares | ZSPR | Muzaffarpur TPS (Kanti Bijli)/ 1087
1832 | Obsolete | M8612334082 | MOTOR,SQL CAGE IND,415VAC,10.7A,3PH,S1 | NO | 1 | 0 | SLPRNGINDMO415V30-90 | Component & Spares | ZSPR | Muzaffarpur TPS (Kanti Bijli)/ 1087
1833 | Obsolete | M8612375081 | MOTOR,SQL CAGE IND,415VAC,3PH,S1,132M,2P | NO | 1 | 24895.99 | SLPRNGINDMO415V30-90 | Component & Spares | ZSPR | Muzaffarpur TPS (Kanti Bijli)/ 1087
1834 | Obsolete | M8612614080 | MOTOR,SQ CAGE IND,415VAC,3PH,S1,280S,4P | NO | 1 | 207855 | SLPRNGINDMO415V30-90 | Component & Spares | ZSPR | Muzaffarpur TPS (Kanti Bijli)/ 1087
1835 | Obsolete | M8612824261 | MOTOR,SQ CAGE IND,415VAC,3PH,71,4P,V1 | NO | 14 | 76545.98 | SLPRNGINDMO415V30-90 | Component & Spares | ZSPR | Muzaffarpur TPS (Kanti Bijli)/ 1087
1836 | Obsolete | M8613534083 | MTR: SQL CAGE IND,415VAC,250M,B3,F | NO | 1 | 205556 | SLPRNGINDMO415V>90K | Component & Spares | ZSPR | Muzaffarpur TPS (Kanti Bijli)/ 1087
1837 | Obsolete | M8643110808M | DELETED Rat Chat 3 M234 -004 (B) | NO | 1 | 4852 | 1PHCAPSTA&RUNMTR>25K | Component & Spares | ZSPR | Muzaffarpur TPS (Kanti Bijli)/ 1087
1838 | Obsolete | M8644310545M | DELETED Toshniwal Portable Indicator Mot | NO | 3 | 7290 | SHADPOLE1PH MTR<25KW | Component & Spares | ZSPR | Muzaffarpur TPS (Kanti Bijli)/ 1087
1839 | Obsolete | M8644320546M | DELETED Toshniwal Portable Indicator Mot | NO | 3 | 7290 | SHADPOLE1PH MTR<25KW | Component & Spares | ZSPR | Muzaffarpur TPS (Kanti Bijli)/ 1087
1840 | Obsolete | M8646580825M | DELETED Carbon Bush | NO | 9 | 6390 | MOTORS | Component & Spares | ZSPR | Muzaffarpur TPS (Kanti Bijli)/ 1087
1841 | Obsolete | M8649230610M | DELETED Vibration M/C Induction Motor | NO | 1 | 1115000 | DC MOTR 220V<25KW | Component & Spares | ZSPR | Muzaffarpur TPS (Kanti Bijli)/ 1087
1842 | Obsolete | M8651830642M | DELETED Balancing Motor | NO | 1 | 18675 | MOTORS | Component & Spares | ZSPR | Muzaffarpur TPS (Kanti Bijli)/ 1087
1843 | Obsolete | M8685720851 | TERMINAL BLOCK,LD180L4,MOTOR,3PH | NO | 1 | 425 | SPAR 3PH MOTR<30KW | Component & Spares | ZSPR | Muzaffarpur TPS (Kanti Bijli)/ 1087
1844 | Obsolete | M8686640235 | SPACE HEATER,AMW250M2H2,MOTOR,3PH | SET | 7 | 3150 | SPAR 3PH MOT30-120KW | Component & Spares | ZSPR | Muzaffarpur TPS (Kanti Bijli)/ 1087
1845 | Obsolete | M8686710004 | TERMINAL BOX,MOTOR,90KW | SET | 2 | 1790 | SPAR 3PH MOT30-120KW | Component & Spares | ZSPR | Muzaffarpur TPS (Kanti Bijli)/ 1087
1846 | Obsolete | M8686780122 | TERMINAL STUD ASSY,4M624-132-2,MOTOR,3PH | NO | 4 | 2800 | SPAR 3PH MOT30-120KW | Component & Spares | ZSPR | Muzaffarpur TPS (Kanti Bijli)/ 1087
1847 | Obsolete | M8686860088 | GREASE CAP COVER,DE,MOTOR,90KW | NO | 3 | 150 | SPAR 3PH MOT30-120KW | Component & Spares | ZSPR | Muzaffarpur TPS (Kanti Bijli)/ 1087
1848 | Obsolete | M8691170002 | INTERNAL COOLING FAN,MOTOR | NO | 2 | 3880 | MOTORS | Component & Spares | ZSPR | Muzaffarpur TPS (Kanti Bijli)/ 1087
1849 | Obsolete | M8691170012 | OUTER BEARING COVER,MOTOR | NO | 1 | 84 | MOTORS | Component & Spares | ZSPR | Muzaffarpur TPS (Kanti Bijli)/ 1087
1850 | Obsolete | M8691206045 | NDE END SHIELD,NGEF,MOTOR | NO | 2 | 176517.14 | MOTORS | Component & Spares | ZSPR | Muzaffarpur TPS (Kanti Bijli)/ 1087
1851 | Obsolete | M8691206046 | DE END SHIELD,NGEF,MOTOR | NO | 2 | 132387.86 | MOTORS | Component & Spares | ZSPR | Muzaffarpur TPS (Kanti Bijli)/ 1087
1852 | Obsolete | M8691626053 | CONNECTOR ASSY(FOR CABLE LEADS)FD ST-1 | SET | 6 | 28375.02 | MOTORS | Component & Spares | ZSPR | Muzaffarpur TPS (Kanti Bijli)/ 1087
1853 | Obsolete | M8691660002 | CABLE CONNECTOR,BHEL,MOTOR | NO | 6 | 31941.18 | MOTORS | Component & Spares | ZSPR | Muzaffarpur TPS (Kanti Bijli)/ 1087
1854 | Obsolete | M8695006316 | FAN COVER NGEF 3 PHASE 955 RPM 2.2 KW | NO | 1 | 1250 | SPARE 11KV MOTOR | Component & Spares | ZSPR | Muzaffarpur TPS (Kanti Bijli)/ 1087
1855 | Obsolete | M8695016059 | TERMINAL BLOCK | NO | 1 | 79.09 | SPARE 11KV MOTOR | Component & Spares | ZSPR | Muzaffarpur TPS (Kanti Bijli)/ 1087
1856 | Obsolete | M8695376054 | EYE BOLT FOR FRAME D160L | NO | 2 | 184 | SPARE 11KV MOTOR | Component & Spares | ZSPR | Muzaffarpur TPS (Kanti Bijli)/ 1087
1857 | Obsolete | M8695570054 | DE SHIELD FOR 90KW FRAME LD280MK12 | NO | 8 | 704 | SPARE 11KV MOTOR | Component & Spares | ZSPR | Muzaffarpur TPS (Kanti Bijli)/ 1087
1858 | Obsolete | M8697096034 | ILLUM PUSH BUTTON ACTUATOR RED FOR VFD | NO | 2 | 370 | SPARE SYN MOTOR | Component & Spares | ZSPR | Muzaffarpur TPS (Kanti Bijli)/ 1087
1859 | Obsolete | M8715081601 | XFMR,CURR,RING,RESIN CAST,1.1KV,10VA | NO | 1 | 8603.86 | TRANSFERMERS | Component & Spares | ZSPR | Muzaffarpur TPS (Kanti Bijli)/ 1087
1860 | Obsolete | M8720459357 | TRANSF 100/1A 10VA AC | NO | 3 | 756 | "CT PRI CUR<500A,V<2 | Component & Spares | ZSPR | Muzaffarpur TPS (Kanti Bijli)/ 1087
1861 | Obsolete | M8721314644 | XFMR,CURR,RING,1200/1A,11KV,30VA,CL-5P20 | NO | 1 | 63129.06 | "CT PRI CUR>500A,V<2 | Component & Spares | ZSPR | Muzaffarpur TPS (Kanti Bijli)/ 1087
1862 | Obsolete | M8721314802 | XFMR,CURR,RING,RESIN CAST,1200/1A,11KV | NO | 2 | 120245.84 | "CT PRI CUR>500A,V<2 | Component & Spares | ZSPR | Muzaffarpur TPS (Kanti Bijli)/ 1087
1863 | Obsolete | M8721420231 | XFMR,CURR,RESIN CAST,1600/1A,10VA,CL-1 | NO | 3 | 2934 | "CT PRI CUR>500A,V<2 | Component & Spares | ZSPR | Muzaffarpur TPS (Kanti Bijli)/ 1087
1864 | Obsolete | M8721621016 | XFMR,CURR,2500/1A,15VA,CL-1 | NO | 18 | 9231.48 | "CT PRI CUR>500A,V<2 | Component & Spares | ZSPR | Muzaffarpur TPS (Kanti Bijli)/ 1087
1865 | Obsolete | M8721904735 | XFMR,CURR,RING,8000/5A,11KV,75VA,CL-0.2 | NO | 2 | 145551.68 | "CT PRI CUR>500A,V<2 | Component & Spares | ZSPR | Muzaffarpur TPS (Kanti Bijli)/ 1087
1866 | Obsolete | M8721904975 | XFMR,CURR,RING,RESIN CAST,8000/5A,11KV | NO | 5 | 345706.75 | "CT PRI CUR>500A,V<2 | Component & Spares | ZSPR | Muzaffarpur TPS (Kanti Bijli)/ 1087
1867 | Obsolete | M8725214047 | XFMR,POT,EPOXY RESIN CAST,6.6KVR3/110VR3 | NO | 3 | 94635.21 | VOLTAGE TRANSFORME | Component & Spares | ZSPR | Muzaffarpur TPS (Kanti Bijli)/ 1087
1868 | Obsolete | M8725214223 | XFMR,POT,6.6KVR3/110VR3,100VA,CL-0.5 | SET | 1 | 3600 | VOLTAGE TRANSFORME | Component & Spares | ZSPR | Muzaffarpur TPS (Kanti Bijli)/ 1087
1869 | Obsolete | M8725228145 | XFMR,POT,EARTHED,11KVR3/110VR3,12KV,60VA | NO | 1 | 66385.72 | VOLTAGE TRANSFORME | Component & Spares | ZSPR | Muzaffarpur TPS (Kanti Bijli)/ 1087
1870 | Obsolete | M8725414120 | XFMR,POT,6.6KVR3/110VR3,100VA,CL-1,1PH | NO | 4 | 122045.2 | VOLTAGE TRANSFORME | Component & Spares | ZSPR | Muzaffarpur TPS (Kanti Bijli)/ 1087
1871 | Obsolete | M8730340007 | XFMR,CTRL,415V,24-0-240V,1KVA | NO | 3 | 5925 | MISC. TRANSFORMER | Component & Spares | ZSPR | Muzaffarpur TPS (Kanti Bijli)/ 1087
1872 | Obsolete | M8730960738M | DELETED Current Transformer, 75/1A | NO | 8 | 1536 | MISC. TRANSFORMER | Component & Spares | ZSPR | Muzaffarpur TPS (Kanti Bijli)/ 1087
1873 | Obsolete | M8730970739M | DELETED Current Transformer, 50/1A | NO | 8 | 1440 | MISC. TRANSFORMER | Component & Spares | ZSPR | Muzaffarpur TPS (Kanti Bijli)/ 1087
1874 | Obsolete | M8730980740M | DELETED Current Transformer, 25/1A | NO | 2 | 324 | MISC. TRANSFORMER | Component & Spares | ZSPR | Muzaffarpur TPS (Kanti Bijli)/ 1087
1875 | Obsolete | M8730990741M | DELETED Current Transformer, 20/1A | NO | 3 | 444 | MISC. TRANSFORMER | Component & Spares | ZSPR | Muzaffarpur TPS (Kanti Bijli)/ 1087
1876 | Obsolete | M8731000742M | DELETED Current Transformer, 15/1A & 10/ | NO | 6 | 750 | TRANSFORMERS | Component & Spares | ZSPR | Muzaffarpur TPS (Kanti Bijli)/ 1087
1877 | Obsolete | M8731300688 | XFMR,CTRL,240VAC,220VAC,300VA | NO | 2 | 3140 | TRANSFORMERS | Component & Spares | ZSPR | Muzaffarpur TPS (Kanti Bijli)/ 1087
1878 | Obsolete | M8732150747M | DELETED C.T. Ratio 800/1A | NO | 5 | 2624 | TRANSFORMERS | Component & Spares | ZSPR | Muzaffarpur TPS (Kanti Bijli)/ 1087
1879 | Obsolete | M8732170748M | DELETED C.T. Ratio 100/1A | NO | 1 | 82 | TRANSFORMERS | Component & Spares | ZSPR | Muzaffarpur TPS (Kanti Bijli)/ 1087
1880 | Obsolete | M8732180749M | DELETED C.T. Ratio 150/1A | NO | 3 | 369 | TRANSFORMERS | Component & Spares | ZSPR | Muzaffarpur TPS (Kanti Bijli)/ 1087
1881 | Obsolete | M8732210750M | DELETED Low Tension C.T., A.G.T. 0.5K.R. | NO | 9 | 7290 | TRANSFORMERS | Component & Spares | ZSPR | Muzaffarpur TPS (Kanti Bijli)/ 1087
1882 | Obsolete | M8736160758M | DELETED C.T. Ratio 200/4A, SS15VA | NO | 4 | 3480 | TRANSFORMERS | Component & Spares | ZSPR | Muzaffarpur TPS (Kanti Bijli)/ 1087
1883 | Obsolete | M8736240759M | DELETED C.T. Ratio 15/1Amp. | NO | 2 | 568 | TRANSFORMERS | Component & Spares | ZSPR | Muzaffarpur TPS (Kanti Bijli)/ 1087
1884 | Obsolete | M8741280506M | DELETED Aux. Transformer, TBA 4747 & 472 | NO | 1 | 1860 | TRANSFORMERS | Component & Spares | ZSPR | Muzaffarpur TPS (Kanti Bijli)/ 1087
1885 | Obsolete | M8741470514M | DELETED Transformer V380, 23/21/6/55- A | NO | 1 | 2215 | TRANSFORMERS | Component & Spares | ZSPR | Muzaffarpur TPS (Kanti Bijli)/ 1087
1886 | Obsolete | M8741481047M | DELETED C.T. Radio - 12/1, type - R | NO | 3 | 1539 | TRANSFORMERS | Component & Spares | ZSPR | Muzaffarpur TPS (Kanti Bijli)/ 1087
1887 | Obsolete | M8743840539M | DELETED Auto Transformer, D.P. - 800 VA | NO | 3 | 4710 | TRANSFORMERS | Component & Spares | ZSPR | Muzaffarpur TPS (Kanti Bijli)/ 1087
1888 | Obsolete | M8744690548M | DELETED Transformer, P.No. 1179344 | NO | 4 | 45000 | TRANSFORMERS | Component & Spares | ZSPR | Muzaffarpur TPS (Kanti Bijli)/ 1087
1889 | Obsolete | M8747830835M | DELETED Current Transformer, 158/5A | NO | 2 | 364 | TRANSFORMERS | Component & Spares | ZSPR | Muzaffarpur TPS (Kanti Bijli)/ 1087
1890 | Obsolete | M8752116609 | OIL FLOW INDICATOR,BHEL,XFMR | NO | 4 | 86721.8 | TRANSFORMERS | Component & Spares | ZSPR | Muzaffarpur TPS (Kanti Bijli)/ 1087
1891 | Obsolete | M8752116610 | OIL LEVEL INDICATOR,BHEL,XFMR | NO | 7 | 77052.99 | TRANSFORMERS | Component & Spares | ZSPR | Muzaffarpur TPS (Kanti Bijli)/ 1087
1892 | Obsolete | M8752390857M | DELETED Indoor Resincast C.T., 1250/1.19 | NO | 3 | 486 | TRANSFORMERS | Component & Spares | ZSPR | Muzaffarpur TPS (Kanti Bijli)/ 1087
1893 | Obsolete | M8752400858M | DELETED Indoor Resincast C.T., 3000/1A, | NO | 1 | 445 | TRANSFORMERS | Component & Spares | ZSPR | Muzaffarpur TPS (Kanti Bijli)/ 1087
1894 | Obsolete | M8752550648M | DELETED 220Kv C.T., 1200/600/300/150/-1- | SET | 2 | 24860 | TRANSFORMERS | Component & Spares | ZSPR | Muzaffarpur TPS (Kanti Bijli)/ 1087
1895 | Obsolete | M8752720655M | DELETED Transformer, 77 VA, TR 1E | NO | 1 | 19370 | TRANSFORMERS | Component & Spares | ZSPR | Muzaffarpur TPS (Kanti Bijli)/ 1087
1896 | Obsolete | M8752730656M | DELETED Transformer, 58 VA, TR 1P | NO | 1 | 16280 | TRANSFORMERS | Component & Spares | ZSPR | Muzaffarpur TPS (Kanti Bijli)/ 1087
1897 | Obsolete | M8752990660M | DELETED Transformer (4VTR2D) 24 OCTR - 2 | NO | 1 | 17185 | TRANSFORMERS | Component & Spares | ZSPR | Muzaffarpur TPS (Kanti Bijli)/ 1087
1898 | Obsolete | M8753560873M | DELETED Current Transformer, Ratio 50/1+ | NO | 3 | 7290 | TRANSFORMERS | Component & Spares | ZSPR | Muzaffarpur TPS (Kanti Bijli)/ 1087
1899 | Obsolete | M9002250288 | RELAY,PUSH,12VDC,2NO+2NC | NO | 10 | 7761.1 | AUXILIARY RELAY | Component & Spares | ZSPR | Muzaffarpur TPS (Kanti Bijli)/ 1087
1900 | Obsolete | M9002258282 | RELAY: 24VDC,2NO+2NC | NO | 1 | 1601.2 | AUXILIARY RELAY | Component & Spares | ZSPR | Muzaffarpur TPS (Kanti Bijli)/ 1087
1901 | Obsolete | M9012371328 | MOUNTING KIT RELAY, LA7D0964,C&S | NO | 2 | 377.4 | OVER LOAD RELAY | Component & Spares | ZSPR | Muzaffarpur TPS (Kanti Bijli)/ 1087
1902 | Obsolete | M9012390484 | RELAY,THERMAL OVERLOAD,23-33A,LR1-D32353 | NO | 1 | 3078.4 | OVER LOAD RELAY | Component & Spares | ZSPR | Muzaffarpur TPS (Kanti Bijli)/ 1087
1903 | Obsolete | M9012702326 | RELAY,OVERLOAD,125-200A,3UC66-305B | NO | 1 | 10601.06 | OVER LOAD RELAY | Component & Spares | ZSPR | Muzaffarpur TPS (Kanti Bijli)/ 1087
1904 | Obsolete | M9017210037 | RELAY,220VDC,2NO+1NC,0.10-1S,VTT11 | NO | 1 | 3850 | DC TIMING RELAY | Component & Spares | ZSPR | Muzaffarpur TPS (Kanti Bijli)/ 1087
1905 | Obsolete | M9017211030 | RELAY,DEFINITE TIME,220VDC,1-10S,AREVA | NO | 3 | 11660.01 | DC TIMING RELAY | Component & Spares | ZSPR | Muzaffarpur TPS (Kanti Bijli)/ 1087
1906 | Obsolete | M9018201575M | DELETED Definite Time Relay, VTT II, 0.5 | NO | 3 | 10218.99 | DEF TIME DELAY RELAY | Component & Spares | ZSPR | Muzaffarpur TPS (Kanti Bijli)/ 1087
1907 | Obsolete | M9018201584 | RELAY,DEFINITE TIME DELAY,220VDC,EE | NO | 2 | 3700 | DEF TIME DELAY RELAY | Component & Spares | ZSPR | Muzaffarpur TPS (Kanti Bijli)/ 1087
1908 | Obsolete | M9018201609 | RELAY,TIME DELAY,220VDC,3NO+1NC,0.5-5S | NO | 1 | 3740 | DEF TIME DELAY RELAY | Component & Spares | ZSPR | Muzaffarpur TPS (Kanti Bijli)/ 1087
1909 | Obsolete | M9020155002 | RELAY,ON DELAY TIMER,110VAC,1A,DIN RAIL | NO | 1 | 7400 | ELECTRONIC TIMER | Component & Spares | ZSPR | Muzaffarpur TPS (Kanti Bijli)/ 1087
1910 | Obsolete | M9020260261 | RELAY,ON/OFF DELAY TIMER,240VAC,0.5-180S | NO | 2 | 4732.78 | ELECTRONIC TIMER | Component & Spares | ZSPR | Muzaffarpur TPS (Kanti Bijli)/ 1087
1911 | Obsolete | M9024003273 | EARTH FAULT RELAY ,220V DC,CAG12AF38A | NO | 1 | 3650 | INST O/C AND E/F REL | Component & Spares | ZSPR | Muzaffarpur TPS (Kanti Bijli)/ 1087
1912 | Obsolete | M9025020251M | DELETED Relay orfic Seal Screw | NO | 5 | 50 | INST DEF TIME O/V RE | Component & Spares | ZSPR | Muzaffarpur TPS (Kanti Bijli)/ 1087
1913 | Obsolete | M9039220477M | DELETED Relay 50 Amp. | NO | 3 | 1230 | RELAY | Component & Spares | ZSPR | Muzaffarpur TPS (Kanti Bijli)/ 1087
1914 | Obsolete | M9039240479M | DELETED F. Relay, 400AB, 30 DC | NO | 3 | 5550 | RELAY | Component & Spares | ZSPR | Muzaffarpur TPS (Kanti Bijli)/ 1087
1915 | Obsolete | M9040105050M | DELETED Local Break Lock up Relay | NO | 1 | 2895 | LCAL BREAK BACUP REL | Component & Spares | ZSPR | Muzaffarpur TPS (Kanti Bijli)/ 1087
1916 | Obsolete | M9043940540M | DELETED Relay STR No. 008A, VTT 112 | NO | 2 | 7020 | RELAY | Component & Spares | ZSPR | Muzaffarpur TPS (Kanti Bijli)/ 1087
1917 | Obsolete | M9052360646M | DELETED Aux. Relay with Flag Indicator, | NO | 5 | 3950 | RELAY | Component & Spares | ZSPR | Muzaffarpur TPS (Kanti Bijli)/ 1087
1918 | Obsolete | M9069132530 | DELETED TRIPHR1/2N220DC2NO2NCAREVAVAJH13 | NO | 2 | 5240 | RELAY | Component & Spares | ZSPR | Muzaffarpur TPS (Kanti Bijli)/ 1087
1919 | Obsolete | M9096010953 | LIGHTNING ARRESTER,PLCC | NO | 4 | 4952 | RELAY | Component & Spares | ZSPR | Muzaffarpur TPS (Kanti Bijli)/ 1087
1920 | Obsolete | M9097251922 | COVER,RELAY,VAJHM 33 | NO | 4 | 3260 | SPARES^&ACCESS RELA | Component & Spares | ZSPR | Muzaffarpur TPS (Kanti Bijli)/ 1087
1921 | Obsolete | M9097518779 | U/E MAKE DISCREPANCY SWITCH | NO | 10 | 7250 | SPARES^&ACCESS RELA | Component & Spares | ZSPR | Muzaffarpur TPS (Kanti Bijli)/ 1087
1922 | Obsolete | M9205616157 | LEAD DISC MH-022 | NO | 37 | 40108 | ST LEAD ACID BAT TUB | Component & Spares | ZSPR | Muzaffarpur TPS (Kanti Bijli)/ 1087
1923 | Obsolete | M9234981308M | DELETED Belt for Fan (for DG Set) | NO | 1 | 295 | UPS AND POWER BACKUP | Component & Spares | ZSPR | Muzaffarpur TPS (Kanti Bijli)/ 1087
1924 | Obsolete | M9235001309M | DELETED O' Ring for W.P. (for DG Set) | NO | 1 | 172 | RECTIF DC ARC WELDN | Component & Spares | ZSPR | Muzaffarpur TPS (Kanti Bijli)/ 1087
1925 | Obsolete | M9244326024 | RELAY LOGIC MODULE,KELTRON,UPS | NO | 1 | 804 | UPS AND POWER BACKUP | Component & Spares | ZSPR | Muzaffarpur TPS (Kanti Bijli)/ 1087
1926 | Obsolete | M9245620565M | DELETED 2 Volt Crtoride Lead Acid Batter | NO | 5 | 7000 | BATTERY CHARGER | Component & Spares | ZSPR | Muzaffarpur TPS (Kanti Bijli)/ 1087
1927 | Obsolete | M9246316075 | TP DIMMERSTAT,28A,28D-3P+MOTOR+GEARS | NO | 1 | 16400 | UPS AND POWER BACKUP | Component & Spares | ZSPR | Muzaffarpur TPS (Kanti Bijli)/ 1087
1928 | Obsolete | M9246906036 | DIODE; ZENER 18V 5W 53-55-PART/DRG NO-36 | NO | 19 | 444.98 | UPS AND POWER BACKUP | Component & Spares | ZSPR | Muzaffarpur TPS (Kanti Bijli)/ 1087
1929 | Obsolete | M9250863120 | BATERY CHARG(3PH)100400ADIODE250A/1200V | NO | 12 | 27000 | BATRY CHARG SPAR3PH | Component & Spares | ZSPR | Muzaffarpur TPS (Kanti Bijli)/ 1087
1930 | Obsolete | M9251178004 | DC-DC CONVERTERCARD | NO | 2 | 5380 | UPS AND POWER BACKUP | Component & Spares | ZSPR | Muzaffarpur TPS (Kanti Bijli)/ 1087
1931 | Obsolete | M9253113161 | ELECTRLYTC CAPACITOR,AMARA RAJA | NO | 10 | 9750 | UPS AND POWER BACKUP | Component & Spares | ZSPR | Muzaffarpur TPS (Kanti Bijli)/ 1087
1932 | Obsolete | M9253472155 | GATE DRIVER CARD,41073129000+,HI-REL | NO | 1 | 48778.29 | UPS AND POWER BACKUP | Component & Spares | ZSPR | Muzaffarpur TPS (Kanti Bijli)/ 1087
1933 | Obsolete | M9401113696 | AMMETER,0-2000A,0.5%,96X96MM2 | NO | 1 | 949.4 | AMMETER IS:1248(PT-2 | Component & Spares | ZSPR | Muzaffarpur TPS (Kanti Bijli)/ 1087
1934 | Obsolete | M9401133261 | DC AMMETER 75MV, 150-0-150A | NO | 4 | 2079.76 | AMMETER IS:1248(PT-2 | Component & Spares | ZSPR | Muzaffarpur TPS (Kanti Bijli)/ 1087
1935 | Obsolete | M9401299541 | AMMETER,0-500A,MOVING COIL | NO | 1 | 4070 | AMMETER IS:1248(PT-2 | Component & Spares | ZSPR | Muzaffarpur TPS (Kanti Bijli)/ 1087
1936 | Obsolete | M9401333102 | AMMETER,0-10A,1.5%,MOVING IRON,96X96MM2 | NO | 2 | 983 | AMMETER IS:1248(PT-2 | Component & Spares | ZSPR | Muzaffarpur TPS (Kanti Bijli)/ 1087
1937 | Obsolete | M9401423997 | AMMETER,MOVING COIL,400A | NO | 1 | 484.25 | AMMETER IS:1248(PT-2 | Component & Spares | ZSPR | Muzaffarpur TPS (Kanti Bijli)/ 1087
1938 | Obsolete | M9401433349 | AMMETER,1A,300A,1.5%,MOVING COIL | NO | 21 | 14749.98 | AMMETER IS:1248(PT-2 | Component & Spares | ZSPR | Muzaffarpur TPS (Kanti Bijli)/ 1087
1939 | Obsolete | M9401499262M | DELETED MCDC Ammeter, (-) 150-0 to (+)15 | NO | 2 | 3416 | AMMETER IS:1248(PT-2 | Component & Spares | ZSPR | Muzaffarpur TPS (Kanti Bijli)/ 1087
1940 | Obsolete | M9401624064 | AMMETER,0-2.5A,MTA/1 | NO | 3 | 1800 | AMMETER IS:1248(PT-2 | Component & Spares | ZSPR | Muzaffarpur TPS (Kanti Bijli)/ 1087
1941 | Obsolete | M9401724991 | AMMETER,0-250A,5MA,SM-96 | NO | 3 | 525 | AMMETER IS:1248(PT-2 | Component & Spares | ZSPR | Muzaffarpur TPS (Kanti Bijli)/ 1087
1942 | Obsolete | M9402222124 | VOLTMETER,1%,72X72MM2,0-500V | NO | 5 | 1694.95 | VOLTMETER IS1248(PT2 | Component & Spares | ZSPR | Muzaffarpur TPS (Kanti Bijli)/ 1087
1943 | Obsolete | M9402234192 | VOLTMETER,110VAC,6.6KV,1.5%,144X144MM2 | NO | 1 | 12150 | VOLTMETER IS1248(PT2 | Component & Spares | ZSPR | Muzaffarpur TPS (Kanti Bijli)/ 1087
1944 | Obsolete | M9402333211 | VOLTMETER,1.5%,96X96MM2,0-15KV | NO | 15 | 14250 | VOLTMETER IS1248(PT2 | Component & Spares | ZSPR | Muzaffarpur TPS (Kanti Bijli)/ 1087
1945 | Obsolete | M9402419333 | VOLTMETER,0.5%,0-80KV | NO | 5 | 2823.15 | VOLTMETER IS1248(PT2 | Component & Spares | ZSPR | Muzaffarpur TPS (Kanti Bijli)/ 1087
1946 | Obsolete | M9402423149 | VOLTMETER,1%,96X96MM2,0-1000VDC | NO | 2 | 1898.82 | VOLTMETER IS1248(PT2 | Component & Spares | ZSPR | Muzaffarpur TPS (Kanti Bijli)/ 1087
1947 | Obsolete | M9406126006 | HAND HELD CMRI | SET | 1 | 31367 | VAR METER | Component & Spares | ZSPR | Muzaffarpur TPS (Kanti Bijli)/ 1087
1948 | Obsolete | M9406336016 | RHEOSTAT TOROIDAL,T100,85MM | NO | 3 | 3837 | VAR METER | Component & Spares | ZSPR | Muzaffarpur TPS (Kanti Bijli)/ 1087
1949 | Obsolete | M9406406020M | DELETED IMP make Travector Meter, CTR 12 | NO | 2 | 3360 | VAR METER | Component & Spares | ZSPR | Muzaffarpur TPS (Kanti Bijli)/ 1087
1950 | Obsolete | M9406746002 | SHUNT,HBL POWER SYS,74MV,100A,1% | NO | 5 | 2625 | VAR METER | Component & Spares | ZSPR | Muzaffarpur TPS (Kanti Bijli)/ 1087
1951 | Obsolete | M9406966005M | DELETED Air Test Kit, 0 to 100KVA (R.E. | NO | 1 | 3260 | VAR METER | Component & Spares | ZSPR | Muzaffarpur TPS (Kanti Bijli)/ 1087
1952 | Obsolete | M9407200170 | TRANSDUCER,VLT,0-10KV,4-20MA(DUAL) | NO | 4 | 17364.36 | CONTROL & INSTRUMENT | Component & Spares | ZSPR | Muzaffarpur TPS (Kanti Bijli)/ 1087
1953 | Obsolete | M9407323305 | TRANSDUCER,MW,220VDC,0-120MW | NO | 2 | 13817.98 | CONTROL & INSTRUMENT | Component & Spares | ZSPR | Muzaffarpur TPS (Kanti Bijli)/ 1087
1954 | Obsolete | M9408781003 | DELETED3 PHASE 4 WIRE ENERGY METER | NO | 31 | 283499.96 | WATT METER | Component & Spares | ZSPR | Muzaffarpur TPS (Kanti Bijli)/ 1087
1955 | Obsolete | M9409331517 | ENERGY MTR,MEGAWATT,0-15MW,1250/1A | NO | 2 | 24300 | AN ELEC IND PAN METE | Component & Spares | ZSPR | Muzaffarpur TPS (Kanti Bijli)/ 1087
1956 | Obsolete | M9409431259 | MVAR METER,100(LAG)-0-100(LEAD),CL1.5 | NO | 6 | 11250 | AN ELEC IND PAN METE | Component & Spares | ZSPR | Muzaffarpur TPS (Kanti Bijli)/ 1087
1957 | Obsolete | M9409701457M | DELETED Synchroscope Meter, 110V, 50Hz, | NO | 1 | 1461 | AN ELEC IND PAN METE | Component & Spares | ZSPR | Muzaffarpur TPS (Kanti Bijli)/ 1087
1958 | Obsolete | M9410224017 | PF METER,0.5-1-0.5,110VAC,1A,1% | NO | 1 | 325 | POWER FACTOR METER | Component & Spares | ZSPR | Muzaffarpur TPS (Kanti Bijli)/ 1087
1959 | Obsolete | M9413060690 | AMMETER,0.5%,48X96MM2, ,75-0-75A | NO | 4 | 4880 | CONTROL & INSTRUMENT | Component & Spares | ZSPR | Muzaffarpur TPS (Kanti Bijli)/ 1087
1960 | Obsolete | M9413110009 | AMMETER,0-200A,1.5%, 96X96MM2 | NO | 1 | 1265 | CONTROL & INSTRUMENT | Component & Spares | ZSPR | Muzaffarpur TPS (Kanti Bijli)/ 1087
1961 | Obsolete | M9413570126 | AMMETER,1.5%,MOVING COIL,96X96MM2 | NO | 5 | 2686.85 | CONTROL & INSTRUMENT | Component & Spares | ZSPR | Muzaffarpur TPS (Kanti Bijli)/ 1087
1962 | Obsolete | M9414230705M | DELETED Pressure Switch Digh Frame | SET | 1 | 1500 | CONTROL & INSTRUMENT | Component & Spares | ZSPR | Muzaffarpur TPS (Kanti Bijli)/ 1087
1963 | Obsolete | M9414356015 | POWER/CONTROL FUSE,CN9073177014,BHEL | NO | 12 | 6000 | CONTROL & INSTRUMENT | Component & Spares | ZSPR | Muzaffarpur TPS (Kanti Bijli)/ 1087
1964 | Obsolete | M9414356018 | POWER/CNTR FUSE,AA7431405090,BHEL | NO | 6 | 1500 | CONTROL & INSTRUMENT | Component & Spares | ZSPR | Muzaffarpur TPS (Kanti Bijli)/ 1087
1965 | Obsolete | M9415176876 | TRANSDUCER,VLT,-15-0-15VDC,4-20MA,48VDC | NO | 3 | 9810.33 | TRANSDUCERS | Component & Spares | ZSPR | Muzaffarpur TPS (Kanti Bijli)/ 1087
1966 | Obsolete | M9415206454 | TRANSDUCER,CRNT,4-20MA,220VAC,0.2% | NO | 2 | 8553.54 | TRANSDUCERS | Component & Spares | ZSPR | Muzaffarpur TPS (Kanti Bijli)/ 1087
1967 | Obsolete | M9415308776 | TRANSDUCER,POWER,150-0-150VAR | NO | 2 | 15223.66 | TRANSDUCERS | Component & Spares | ZSPR | Muzaffarpur TPS (Kanti Bijli)/ 1087
1968 | Obsolete | M9415356623 | MW TXDCR:0-150MW,O/P:4-20MA,AUX:220VDC | NO | 5 | 26940 | TRANSDUCERS | Component & Spares | ZSPR | Muzaffarpur TPS (Kanti Bijli)/ 1087
1969 | Obsolete | M9415506020 | TRANSDUCER,CRNT,4-20MA,240VAC,0.5% | NO | 2 | 14883.72 | TRANSDUCERS | Component & Spares | ZSPR | Muzaffarpur TPS (Kanti Bijli)/ 1087
1970 | Obsolete | M9415708075 | TRANSDUCER,CRNT,0A,5A,4-20MA,110VAC | NO | 2 | 7983.92 | TRANSDUCERS | Component & Spares | ZSPR | Muzaffarpur TPS (Kanti Bijli)/ 1087
1971 | Obsolete | M9418001931 | O-RING,ROSEMOUNT,TRANSMITTER | NO | 4 | 40 | TRANSMITTER SPARES | Component & Spares | ZSPR | Muzaffarpur TPS (Kanti Bijli)/ 1087
1972 | Obsolete | M9418002101 | ADJUST CAM,129100187,KENT INTROL | NO | 4 | 15060 | TRANSMITTER SPARES | Component & Spares | ZSPR | Muzaffarpur TPS (Kanti Bijli)/ 1087
1973 | Obsolete | M9418207838 | Deleted LOCAL INDICATOR (ZZ PFFC R 013) | NO | 3 | 8405.01 | TRANSMITTER SPARES | Component & Spares | ZSPR | Muzaffarpur TPS (Kanti Bijli)/ 1087
1974 | Obsolete | M9418207853 | O-RING,22PFFC2-S014,FUJI,TRANSMITTER | NO | 2 | 40 | TRANSMITTER SPARES | Component & Spares | ZSPR | Muzaffarpur TPS (Kanti Bijli)/ 1087
1975 | Obsolete | M9418256275 | DISPLAY CARD,LCD-B,ROCKWIN,TRANSMITTER | NO | 1 | 1218 | TRANSMITTER SPARES | Component & Spares | ZSPR | Muzaffarpur TPS (Kanti Bijli)/ 1087
1976 | Obsolete | M9418406152 | O-RING,LEVCON,TEFLON,LVL SW SLEEVE PIPE | NO | 27 | 2376 | TRANSMITTER SPARES | Component & Spares | ZSPR | Muzaffarpur TPS (Kanti Bijli)/ 1087
1977 | Obsolete | M9418566050 | SENSOR,FUJI,TRANSMITTER,ZZPFHC2-B06Z | NO | 3 | 1950 | TRANSMITTER SPARES | Component & Spares | ZSPR | Muzaffarpur TPS (Kanti Bijli)/ 1087
1978 | Obsolete | M9419400046 | TEST BOX,PAV10,HP/LP BYPASS | NO | 3 | 3921.99 | BYPASS SYSTEM | Component & Spares | ZSPR | Muzaffarpur TPS (Kanti Bijli)/ 1087
1979 | Obsolete | M9419409081 | CARD EXTENDER FOR HPBP | NO | 4 | 32760 | BYPASS SYSTEM | Component & Spares | ZSPR | Muzaffarpur TPS (Kanti Bijli)/ 1087
1980 | Obsolete | M9419409174 | LIGHT DUTY RELAY MODULE SRB10(HPBP BHEL) | NO | 2 | 9700 | BYPASS SYSTEM | Component & Spares | ZSPR | Muzaffarpur TPS (Kanti Bijli)/ 1087
1981 | Obsolete | M9419409178 | MOTHER BOARD,RWA10,BHEL,HPBP,V/I&I/V | NO | 1 | 1525 | BYPASS SYSTEM | Component & Spares | ZSPR | Muzaffarpur TPS (Kanti Bijli)/ 1087
1982 | Obsolete | M9420216006 | LIMIT MONITOR CARD,ELECTRONIC MODULE | NO | 1 | 370000 | TSI | Component & Spares | ZSPR | Muzaffarpur TPS (Kanti Bijli)/ 1087
1983 | Obsolete | M9420626002 | CONTACTOR,220VAC,2NO+2NC,CA2KN22M7 | NO | 20 | 24045 | TSI | Component & Spares | ZSPR | Muzaffarpur TPS (Kanti Bijli)/ 1087
1984 | Obsolete | M9422006028 | FOLDING CHART PAPER,H-25-1-Z,RECORDER | NO | 12 | 5160 | RECORDER | Component & Spares | ZSPR | Muzaffarpur TPS (Kanti Bijli)/ 1087
1985 | Obsolete | M9422006042 | CHART DRIVE MOTOR;115VAC;CRAMER#017173 | NO | 10 | 157200 | RECORDER | Component & Spares | ZSPR | Muzaffarpur TPS (Kanti Bijli)/ 1087
1986 | Obsolete | M9422036013 | MOTOR;ADEPT GALV.STRIPCHART RECORDER | NO | 197 | 169420 | RECORDER | Component & Spares | ZSPR | Muzaffarpur TPS (Kanti Bijli)/ 1087
1987 | Obsolete | M9422156008 | GREEN PEN,CHINO,RECORDER,AL373P-N-20-00A | NO | 134 | 5310.42 | RECORDER | Component & Spares | ZSPR | Muzaffarpur TPS (Kanti Bijli)/ 1087
1988 | Obsolete | M9422156026 | POWER TRANSFORMER,22012-42422,RECORDER | NO | 1 | 14960 | RECORDER | Component & Spares | ZSPR | Muzaffarpur TPS (Kanti Bijli)/ 1087
1989 | Obsolete | M9422336005M | DELETED Chart Roll for 1321 series recor | NO | 157 | 153075 | RECORDER | Component & Spares | ZSPR | Muzaffarpur TPS (Kanti Bijli)/ 1087
1990 | Obsolete | M9422500045 | Deleted BLUE INK CAPSULE YBL-2,F.15 | NO | 653 | 3265 | RECORDER | Component & Spares | ZSPR | Muzaffarpur TPS (Kanti Bijli)/ 1087
1991 | Obsolete | M9422500536 | Deleted PRES CONTROLLER SPARE KIT DU014- | SET | 4 | 18920 | RECORDER | Component & Spares | ZSPR | Muzaffarpur TPS (Kanti Bijli)/ 1087
1992 | Obsolete | M9422506079 | MOTOR GEAR BOX ASSY,ILS 83 490010/44807 | NO | 1 | 1875 | RECORDER | Component & Spares | ZSPR | Muzaffarpur TPS (Kanti Bijli)/ 1087
1993 | Obsolete | M9422506130 | INK PAD WHEEL;IP250L;RECORDER;ILK | NO | 44 | 4180 | RECORDER | Component & Spares | ZSPR | Muzaffarpur TPS (Kanti Bijli)/ 1087
1994 | Obsolete | M9422506287 | PEN ARM SPRING | NO | 45 | 3140.1 | RECORDER | Component & Spares | ZSPR | Muzaffarpur TPS (Kanti Bijli)/ 1087
1995 | Obsolete | M9422506294 | DELETED PEN LIFT LEVER | NO | 13 | 20489.95 | RECORDER | Component & Spares | ZSPR | Muzaffarpur TPS (Kanti Bijli)/ 1087
1996 | Obsolete | M9422656001 | CHART DRIVE ROLLER;IP-250 RECORDER;ILK | NO | 3 | 675 | RECORDER | Component & Spares | ZSPR | Muzaffarpur TPS (Kanti Bijli)/ 1087
1997 | Obsolete | M9425156752 | POWER SUPPLY MODULE 6EV5002AI;ST2 | NO | 2 | 5756 | ACS | Component & Spares | ZSPR | Muzaffarpur TPS (Kanti Bijli)/ 1087
1998 | Obsolete | M9425400024 | NOZZLEBLOCKO RINGSCREW& NOZZLE LINE | NO | 3 | 1140 | ACS | Component & Spares | ZSPR | Muzaffarpur TPS (Kanti Bijli)/ 1087
1999 | Obsolete | M9425406158 | GASKET,1K700204142,B & C ELECTRONICS | NO | 2 | 1650 | ACS | Component & Spares | ZSPR | Muzaffarpur TPS (Kanti Bijli)/ 1087
2000 | Obsolete | M9430420734M | Blue Ink Pen | NO | 75 | 3375 | GAUGE | Component & Spares | ZSPR | Muzaffarpur TPS (Kanti Bijli)/ 1087
2001 | Obsolete | M9430640342M | Neoprine Rubber Bush, OD 20, 9D - 13 | NO | 35 | 2520 | GAUGE | Component & Spares | ZSPR | Muzaffarpur TPS (Kanti Bijli)/ 1087
2002 | Obsolete | M9431260744M | Assembly PCB for Totaliser rate of flow | NO | 1 | 4532 | GAUGE SPARES | Component & Spares | ZSPR | Muzaffarpur TPS (Kanti Bijli)/ 1087
2003 | Obsolete | M9431290344M | CN 9090080309 Machine & Feed back, UN101 | NO | 1 | 8725 | GAUGE SPARES | Component & Spares | ZSPR | Muzaffarpur TPS (Kanti Bijli)/ 1087
2004 | Obsolete | M9431540348M | Relay - R - 179 | NO | 1 | 1550 | GAUGE SPARES | Component & Spares | ZSPR | Muzaffarpur TPS (Kanti Bijli)/ 1087
2005 | Obsolete | M9431650352M | Adjusting 2 way Valve | NO | 9 | 6930 | GAUGE SPARES | Component & Spares | ZSPR | Muzaffarpur TPS (Kanti Bijli)/ 1087
2006 | Obsolete | M9432500360M | DELETED Cover Mfg. 'O' Ring 43P 1415 | NO | 23 | 4485 | TEMPERATURE GAUGE | Component & Spares | ZSPR | Muzaffarpur TPS (Kanti Bijli)/ 1087
2007 | Obsolete | M9432560361M | DELETED Darty Seal | NO | 1 | 753 | TEMPERATURE GAUGE | Component & Spares | ZSPR | Muzaffarpur TPS (Kanti Bijli)/ 1087
2008 | Obsolete | M9432830365M | DELETED Phase Sequence Network Module | NO | 1 | 299 | TEMPERATURE GAUGE | Component & Spares | ZSPR | Muzaffarpur TPS (Kanti Bijli)/ 1087
2009 | Obsolete | M9432840366M | DELETED A.C. Auxiliary Supplies Module | NO | 1 | 3212 | TEMPERATURE GAUGE | Component & Spares | ZSPR | Muzaffarpur TPS (Kanti Bijli)/ 1087
2010 | Obsolete | M9432850367M | DELETED H.F. Power Amplifier Module | NO | 1 | 1504 | TEMPERATURE GAUGE | Component & Spares | ZSPR | Muzaffarpur TPS (Kanti Bijli)/ 1087
2011 | Obsolete | M9432860368M | DELETED H.F. Line & Test Voltmeter Modul | NO | 1 | 2309 | TEMPERATURE GAUGE | Component & Spares | ZSPR | Muzaffarpur TPS (Kanti Bijli)/ 1087
2012 | Obsolete | M9432870369M | DELETED Demodulator Module | NO | 1 | 3815 | TEMPERATURE GAUGE | Component & Spares | ZSPR | Muzaffarpur TPS (Kanti Bijli)/ 1087
2013 | Obsolete | M9432880370M | DELETED Transmitter Oscillator Module | NO | 1 | 3239 | TEMPERATURE GAUGE | Component & Spares | ZSPR | Muzaffarpur TPS (Kanti Bijli)/ 1087
2014 | Obsolete | M9432890371M | DELETED NGE Sequence Rectifier Module | NO | 1 | 2813 | TEMPERATURE GAUGE | Component & Spares | ZSPR | Muzaffarpur TPS (Kanti Bijli)/ 1087
2015 | Obsolete | M9432900372M | DELETED Demodulator Filter Module | NO | 1 | 1860 | TEMPERATURE GAUGE | Component & Spares | ZSPR | Muzaffarpur TPS (Kanti Bijli)/ 1087
2016 | Obsolete | M9432910373M | DELETED Control Module (TCC 01-001-001) | NO | 1 | 3228 | TEMPERATURE GAUGE | Component & Spares | ZSPR | Muzaffarpur TPS (Kanti Bijli)/ 1087
2017 | Obsolete | M9433010375M | DELETED B.T.D. Sensing Card XA 224D | NO | 2 | 760.02 | SOLENOID VALVE | Component & Spares | ZSPR | Muzaffarpur TPS (Kanti Bijli)/ 1087
2018 | Obsolete | M9433434044 | VALVE,SOL,DUMP,110VDC,10.5W | NO | 3 | 1560 | SOLENOID VALVE | Component & Spares | ZSPR | Muzaffarpur TPS (Kanti Bijli)/ 1087
2019 | Obsolete | M9433469596 | VALVE,SOL,PILOT OPER,3/8IN,NC,110VDC | NO | 11 | 185342.52 | SOLENOID VALVE | Component & Spares | ZSPR | Muzaffarpur TPS (Kanti Bijli)/ 1087
2020 | Obsolete | M9434006126 | SOLENOID VALVE ASSY,WPHTB344B56MO,ASCO | NO | 1 | 85960.25 | SOLENOID V/V SPARES | Component & Spares | ZSPR | Muzaffarpur TPS (Kanti Bijli)/ 1087
2021 | Obsolete | M9434159387 | COIL,ROTEX,SOLENOID VALVE,110V AC-16-H | NO | 4 | 7460.2 | SOLENOID V/V SPARES | Component & Spares | ZSPR | Muzaffarpur TPS (Kanti Bijli)/ 1087
2022 | Obsolete | M9434159407 | COIL,NUCON,NOM1762/152/131 | NO | 14 | 17710 | SOLENOID V/V SPARES | Component & Spares | ZSPR | Muzaffarpur TPS (Kanti Bijli)/ 1087
2023 | Obsolete | M9434500061 | SPARE KIT,AVCON,SOLENOID VALVE | SET | 3 | 73119.87 | SOLENOID V/V SPARES | Component & Spares | ZSPR | Muzaffarpur TPS (Kanti Bijli)/ 1087
2024 | Obsolete | M9434506132 | SEAL KIT,ASCO,SOLENOID VALVE,WPC115410VF | SET | 2 | 28762.94 | SOLENOID V/V SPARES | Component & Spares | ZSPR | Muzaffarpur TPS (Kanti Bijli)/ 1087
2025 | Obsolete | M9434508028 | O-RING SET,ROTEX,SOLENOID SRP300NW6 | NO | 2 | 3098 | SOLENOID V/V SPARES | Component & Spares | ZSPR | Muzaffarpur TPS (Kanti Bijli)/ 1087
2026 | Obsolete | M9434560387M | DELETED Pin Seal Protector, P.No. 90116 | NO | 4 | 3180 | SOLENOID V/V SPARES | Component & Spares | ZSPR | Muzaffarpur TPS (Kanti Bijli)/ 1087
2027 | Obsolete | M9434570388M | DELETED Socket Seal Protector, P.No. 901 | NO | 4 | 3300 | SOLENOID V/V SPARES | Component & Spares | ZSPR | Muzaffarpur TPS (Kanti Bijli)/ 1087
2028 | Obsolete | M9434580389M | DELETED Pin Contact Protector, P.No. 900 | NO | 24 | 24672 | SOLENOID V/V SPARES | Component & Spares | ZSPR | Muzaffarpur TPS (Kanti Bijli)/ 1087
2029 | Obsolete | M9434590390M | DELETED Adjusting Tool Protector 01156 | NO | 2 | 2518 | SOLENOID V/V SPARES | Component & Spares | ZSPR | Muzaffarpur TPS (Kanti Bijli)/ 1087
2030 | Obsolete | M9434606065 | SPARE KIT,A316753V,ASCO,SOLENOID VALVE | SET | 5 | 149450.35 | SOLENOID V/V SPARES | Component & Spares | ZSPR | Muzaffarpur TPS (Kanti Bijli)/ 1087
2031 | Obsolete | M9434970753M | DELETED Shorting Link with Screw & Conne | NO | 12 | 240 | SOLENOID V/V SPARES | Component & Spares | ZSPR | Muzaffarpur TPS (Kanti Bijli)/ 1087
2032 | Obsolete | M9435032435 | SWITCH,PRES,50-2000MMWC,10A-230VAC | NO | 5 | 136695.1 | PRESSURE/DP SWITCH | Component & Spares | ZSPR | Muzaffarpur TPS (Kanti Bijli)/ 1087
2033 | Obsolete | M9435052451 | SWITCH,PRES,250-2500MM WC,1/2IN NPT | NO | 5 | 20564.95 | PRESSURE/DP SWITCH | Component & Spares | ZSPR | Muzaffarpur TPS (Kanti Bijli)/ 1087
2034 | Obsolete | M9435150405M | DELETED Therma Con 4T - Ex | NO | 1 | 305 | PRESSURE/DP SWITCH | Component & Spares | ZSPR | Muzaffarpur TPS (Kanti Bijli)/ 1087
2035 | Obsolete | M9435261311M | DELETED Trolly Guide for Limit switch | NO | 39 | 1521 | PRESSURE/DP SWITCH | Component & Spares | ZSPR | Muzaffarpur TPS (Kanti Bijli)/ 1087
2036 | Obsolete | M9435772625 | SWITCH,PRES,DIAPHRAGM,2-45INWCL,DPDT | NO | 2 | 2073.34 | PRESSURE/DP SWITCH | Component & Spares | ZSPR | Muzaffarpur TPS (Kanti Bijli)/ 1087
2037 | Obsolete | M9436550422M | DELETED Plug Connection Socket | NO | 13 | 4095 | BURNER MGMNT SYSTEM | Component & Spares | ZSPR | Muzaffarpur TPS (Kanti Bijli)/ 1087
2038 | Obsolete | M9436710425M | DELETED Pr. Reducing Valve | NO | 1 | 920 | BURNER MGMNT SYSTEM | Component & Spares | ZSPR | Muzaffarpur TPS (Kanti Bijli)/ 1087
2039 | Obsolete | M9436830429M | DELETED Grease Cup | NO | 2 | 158 | BURNER MGMNT SYSTEM | Component & Spares | ZSPR | Muzaffarpur TPS (Kanti Bijli)/ 1087
2040 | Obsolete | M9436860431M | DELETED Scrapper Ring | NO | 3 | 6720 | BURNER MGMNT SYSTEM | Component & Spares | ZSPR | Muzaffarpur TPS (Kanti Bijli)/ 1087
2041 | Obsolete | M9436870432M | DELETED Driving Spring Pin for Lubricato | NO | 2 | 120 | BURNER MGMNT SYSTEM | Component & Spares | ZSPR | Muzaffarpur TPS (Kanti Bijli)/ 1087
2042 | Obsolete | M9436880433M | DELETED Grove Pin | NO | 2 | 456 | BURNER MGMNT SYSTEM | Component & Spares | ZSPR | Muzaffarpur TPS (Kanti Bijli)/ 1087
2043 | Obsolete | M9436890434M | DELETED Spare Kit (diff. type & size) | NO | 10 | 9710 | BURNER MGMNT SYSTEM | Component & Spares | ZSPR | Muzaffarpur TPS (Kanti Bijli)/ 1087
2044 | Obsolete | M9437170438M | DELETED Solit Pin with Thread | NO | 159 | 6996 | CNTRL & INSTT. | Component & Spares | ZSPR | Muzaffarpur TPS (Kanti Bijli)/ 1087
2045 | Obsolete | M9437200762M | DELETED Chart Window Glass | NO | 2 | 80 | CNTRL & INSTT. | Component & Spares | ZSPR | Muzaffarpur TPS (Kanti Bijli)/ 1087
2046 | Obsolete | M9437470443M | DELETED Capacity Control Valve with Spin | NO | 1 | 13280 | CNTRL & INSTT. | Component & Spares | ZSPR | Muzaffarpur TPS (Kanti Bijli)/ 1087
2047 | Obsolete | M9437480444M | DELETED Expansion Valve Module P/V | NO | 1 | 3580 | CNTRL & INSTT. | Component & Spares | ZSPR | Muzaffarpur TPS (Kanti Bijli)/ 1087
2048 | Obsolete | M9437540445M | DELETED Crank Case Heater | NO | 3 | 855 | CNTRL & INSTT. | Component & Spares | ZSPR | Muzaffarpur TPS (Kanti Bijli)/ 1087
2049 | Obsolete | M9437580763M | DELETED PCB Assy. Card | NO | 1 | 5500 | CNTRL & INSTT. | Component & Spares | ZSPR | Muzaffarpur TPS (Kanti Bijli)/ 1087
2050 | Obsolete | M9438000450M | DELETED Spring Cap (Plastic) | NO | 2 | 50 | CONTROLLER | Component & Spares | ZSPR | Muzaffarpur TPS (Kanti Bijli)/ 1087
2051 | Obsolete | M9438070453M | DELETED Synchoronous Motor, 24 Volt | NO | 1 | 1475 | CONTROLLER | Component & Spares | ZSPR | Muzaffarpur TPS (Kanti Bijli)/ 1087
2052 | Obsolete | M9438240456M | DELETED Double acting activator | NO | 1 | 1370 | CONTROLLER | Component & Spares | ZSPR | Muzaffarpur TPS (Kanti Bijli)/ 1087
2053 | Obsolete | M9438306001M | DELETED I.C. for PL/33 -2H Gas | NO | 10 | 5100 | CONTROLLER | Component & Spares | ZSPR | Muzaffarpur TPS (Kanti Bijli)/ 1087
2054 | Obsolete | M9438326104 | FLOW CONTROL VALVE ASSY,001760400,AAQMS | NO | 10 | 18389.2 | CONTROLLER | Component & Spares | ZSPR | Muzaffarpur TPS (Kanti Bijli)/ 1087
2055 | Obsolete | M9438330457M | DELETED Discharge Valve Spring | NO | 116 | 820120 | CONTROLLER | Component & Spares | ZSPR | Muzaffarpur TPS (Kanti Bijli)/ 1087
2056 | Obsolete | M9438335586 | STROKE CONTROLLER,PPC-10,VK PUMP | NO | 4 | 240713.68 | CONTROLLER | Component & Spares | ZSPR | Muzaffarpur TPS (Kanti Bijli)/ 1087
2057 | Obsolete | M9438350768M | DELETED Vaccum Recorder Chart | NO | 196 | 10780 | CONTROLLER | Component & Spares | ZSPR | Muzaffarpur TPS (Kanti Bijli)/ 1087
2058 | Obsolete | M9438376009 | FILTER GASKET,3000094,ABB | NO | 7 | 3405.15 | CONTROLLER | Component & Spares | ZSPR | Muzaffarpur TPS (Kanti Bijli)/ 1087
2059 | Obsolete | M9438376074 | CELL ASSY,003000105,ABB,ZIRCONIA PROBE | NO | 1 | 127702.54 | CONTROLLER | Component & Spares | ZSPR | Muzaffarpur TPS (Kanti Bijli)/ 1087
2060 | Obsolete | M9438376076 | FILTER,3000345,ABB,ANALYZER | NO | 4 | 23838.12 | CONTROLLER | Component & Spares | ZSPR | Muzaffarpur TPS (Kanti Bijli)/ 1087
2061 | Obsolete | M9439010769M | DELETED Oil Filled Capacitor (Diff. Cap) | NO | 71 | 13490 | CONTROLLER SPARES | Component & Spares | ZSPR | Muzaffarpur TPS (Kanti Bijli)/ 1087
2062 | Obsolete | M9440040490M | DELETED Flow Indicator | NO | 138 | 21942 | TEMPERATURE SWITCH | Component & Spares | ZSPR | Muzaffarpur TPS (Kanti Bijli)/ 1087
2063 | Obsolete | M9440341317M | DELETED Card - 691-02-120 | NO | 6 | 2742 | TEMPERATURE SWITCH | Component & Spares | ZSPR | Muzaffarpur TPS (Kanti Bijli)/ 1087
2064 | Obsolete | M9440740494M | DELETED 144 M2 D.C. Tran. Meter, 0 to 40 | NO | 1 | 1550 | TEMPERATURE SWITCH | Component & Spares | ZSPR | Muzaffarpur TPS (Kanti Bijli)/ 1087
2065 | Obsolete | M9440750495M | DELETED 144 M2 D.C. Tran. Meter, 0 to 25 | NO | 4 | 5560 | TEMPERATURE SWITCH | Component & Spares | ZSPR | Muzaffarpur TPS (Kanti Bijli)/ 1087
2066 | Obsolete | M9440940498M | DELETED VAT Cntroller Fast, Type 205436 | NO | 1 | 1850 | TEMPERATURE SWITCH | Component & Spares | ZSPR | Muzaffarpur TPS (Kanti Bijli)/ 1087
2067 | Obsolete | M9440950499M | DELETED Signal Buffer, Type 20307 | NO | 2 | 3700 | TEMPERATURE SWITCH | Component & Spares | ZSPR | Muzaffarpur TPS (Kanti Bijli)/ 1087
2068 | Obsolete | M9441210772M | DELETED Watt Meter, 300/1A, 100/1A | NO | 3 | 4647 | THERMOCOUPLE | Component & Spares | ZSPR | Muzaffarpur TPS (Kanti Bijli)/ 1087
2069 | Obsolete | M9441220773M | DELETED MW Meter, 0 to 150, 0to 30 & 0 t | NO | 5 | 6350 | THERMOCOUPLE | Component & Spares | ZSPR | Muzaffarpur TPS (Kanti Bijli)/ 1087
2070 | Obsolete | M9441900518M | DELETED Contactor, C 9585754 -1 | NO | 2 | 1100 | THERMOCOUPLE | Component & Spares | ZSPR | Muzaffarpur TPS (Kanti Bijli)/ 1087
2071 | Obsolete | M9442811318M | DELETED 20 K to 2C | NO | 10 | 3750 | CONTROL & INSTRUMENT | Component & Spares | ZSPR | Muzaffarpur TPS (Kanti Bijli)/ 1087
2072 | Obsolete | M9444790552M | DELETED Rectifire Thyrister - 50 A | NO | 3 | 5835 | THERMOWELL | Component & Spares | ZSPR | Muzaffarpur TPS (Kanti Bijli)/ 1087
2073 | Obsolete | M9444881320M | DELETED Indicating Bulb - 110 V, 2 W | NO | 40 | 0 | THERMOWELL | Component & Spares | ZSPR | Muzaffarpur TPS (Kanti Bijli)/ 1087
2074 | Obsolete | M9445380824M | DELETED Comparator Module, AVG11-1, CE69 | NO | 1 | 2150 | THERCOUPLE/RTD HEAD | Component & Spares | ZSPR | Muzaffarpur TPS (Kanti Bijli)/ 1087
2075 | Obsolete | M9445610564M | DELETED MC DC Voltmete, 0 to 25 Volt | NO | 4 | 1140 | THERCOUPLE/RTD HEAD | Component & Spares | ZSPR | Muzaffarpur TPS (Kanti Bijli)/ 1087
2076 | Obsolete | M9448720842M | DELETED Heat Sink TRG 21/3 TH80 | NO | 1 | 860 | THEMOMETERS | Component & Spares | ZSPR | Muzaffarpur TPS (Kanti Bijli)/ 1087
2077 | Obsolete | M9450261052M | DELETED S.S. Gauge Cocks | NO | 6 | 11640 | CONTROL & INSTRUMENT | Component & Spares | ZSPR | Muzaffarpur TPS (Kanti Bijli)/ 1087
2078 | Obsolete | M9450451053M | DELETED Crown Wheel for Modect Actuator | NO | 4 | 2600 | CONTROL & INSTRUMENT | Component & Spares | ZSPR | Muzaffarpur TPS (Kanti Bijli)/ 1087
2079 | Obsolete | M9451200849M | DELETED Red Ink Capsule | PAK | 51 | 2550 | TDBFP | Component & Spares | ZSPR | Muzaffarpur TPS (Kanti Bijli)/ 1087
2080 | Obsolete | M9451360636M | DELETED Seal Lever Operator | NO | 12 | 11580 | TDBFP | Component & Spares | ZSPR | Muzaffarpur TPS (Kanti Bijli)/ 1087
2081 | Obsolete | M9451530638M | DELETED Transformer, 1175355 | NO | 3 | 28110 | TDBFP | Component & Spares | ZSPR | Muzaffarpur TPS (Kanti Bijli)/ 1087
2082 | Obsolete | M9451710639M | DELETED Set of I.C. | SET | 1 | 850 | TDBFP | Component & Spares | ZSPR | Muzaffarpur TPS (Kanti Bijli)/ 1087
2083 | Obsolete | M9452090851M | DELETED Green Ink Capsule | NO | 224 | 1120 | CONTROL & INSTRUMENT | Component & Spares | ZSPR | Muzaffarpur TPS (Kanti Bijli)/ 1087
2084 | Obsolete | M9452300645M | DELETED Seal Ring for Hot Air gate Power | NO | 7 | 2940 | CONTROL & INSTRUMENT | Component & Spares | ZSPR | Muzaffarpur TPS (Kanti Bijli)/ 1087
2085 | Obsolete | M9453341331M | DELETED Helipat Potentiometre | NO | 2 | 18940 | GENERATOR INSTRUME | Component & Spares | ZSPR | Muzaffarpur TPS (Kanti Bijli)/ 1087
2086 | Obsolete | M9463046001 | MIDGET LAMP,FSSS CONSOLE | NO | 385 | 2868.25 | FSSS | Component & Spares | ZSPR | Muzaffarpur TPS (Kanti Bijli)/ 1087
2087 | Obsolete | M9463109093 | CARD EXTENSIONER,MCE691-27-1501 | NO | 1 | 4295 | FSSS | Component & Spares | ZSPR | Muzaffarpur TPS (Kanti Bijli)/ 1087
2088 | Obsolete | M9463130011 | CONNECTOR,DU106,FLAME SCANNER SAFE SCAN | NO | 20 | 13960 | FSSS | Component & Spares | ZSPR | Muzaffarpur TPS (Kanti Bijli)/ 1087
2089 | Obsolete | M9463136068 | SHUTTER COIL ASSY | NO | 6 | 3060 | FSSS | Component & Spares | ZSPR | Muzaffarpur TPS (Kanti Bijli)/ 1087
2090 | Obsolete | M9463136085 | SHUTTER COIL ASSELY OF FIREBALL SCANNER | NO | 9 | 47700 | FSSS | Component & Spares | ZSPR | Muzaffarpur TPS (Kanti Bijli)/ 1087
2091 | Obsolete | M9463176291 | SPEED TRANSMITTER,IDFAN,1M21-14-CDTRI | NO | 2 | 288 | FSSS | Component & Spares | ZSPR | Muzaffarpur TPS (Kanti Bijli)/ 1087
2092 | Obsolete | M9467236003 | PC CARD GROUP,RAW COAL FEEDER | NO | 3 | 461104.83 | GRAVIMETRIC FEEDER | Component & Spares | ZSPR | Muzaffarpur TPS (Kanti Bijli)/ 1087
2093 | Obsolete | M9470156008 | ACTUATOR,4-00-047-48383,VALVE | NO | 55 | 513301.8 | PNEUMATIC ACTUATOR | Component & Spares | ZSPR | Muzaffarpur TPS (Kanti Bijli)/ 1087
2094 | Obsolete | M9470306001 | DIAPHRAGM PLATE,010866004-612-0000 | NO | 2 | 27373.8 | PNEUMATIC ACTUATOR | Component & Spares | ZSPR | Muzaffarpur TPS (Kanti Bijli)/ 1087
2095 | Obsolete | M9470306008 | DIAPHRAGM,010867003-779-000 | NO | 2 | 27373.8 | PNEUMATIC ACTUATOR | Component & Spares | ZSPR | Muzaffarpur TPS (Kanti Bijli)/ 1087
2096 | Obsolete | M9470309318 | POSITIONER,055100218-999-0000,DRESSER | NO | 1 | 46427.63 | PNEUMATIC ACTUATOR | Component & Spares | ZSPR | Muzaffarpur TPS (Kanti Bijli)/ 1087
2097 | Obsolete | M9470486571 | ACTUATOR,PNEU,VA3D,IL | NO | 2 | 4500 | PNEUMATIC ACTUATOR | Component & Spares | ZSPR | Muzaffarpur TPS (Kanti Bijli)/ 1087
2098 | Obsolete | M9475159012 | DUAL CATION COLUMN,FORBES MARSHALL | NO | 1 | 31859.97 | WATER QULTY SAMP TAB | Component & Spares | ZSPR | Muzaffarpur TPS (Kanti Bijli)/ 1087
2099 | Obsolete | M9475186028 | SAMPLE COOLER,FORBES MARSHALL,DHX-18 | NO | 1 | 38349.97 | WATER QULTY SAMP TAB | Component & Spares | ZSPR | Muzaffarpur TPS (Kanti Bijli)/ 1087
2100 | Obsolete | M9476450021 | INPUT BOARD,FORBES POLYMETRON,PHT-179A | NO | 1 | 8300 | ANALYT INST FOR WATE | Component & Spares | ZSPR | Muzaffarpur TPS (Kanti Bijli)/ 1087
2101 | Obsolete | M9476550012 | TUBING,SILICA,ANALYZER,POLYMETRON 9210 | SET | 2 | 9022.7 | ANALYT INST FOR WATE | Component & Spares | ZSPR | Muzaffarpur TPS (Kanti Bijli)/ 1087
2102 | Obsolete | M9476550076 | MIRROR,09210-C-0340,ANALYZER,9210 | NO | 4 | 48225 | ANALYT INST FOR WATE | Component & Spares | ZSPR | Muzaffarpur TPS (Kanti Bijli)/ 1087
2103 | Obsolete | M9476556982 | REAGENT PULSE PUMP,695-114-001 | NO | 4 | 296501.28 | ANALYT INST FOR WATE | Component & Spares | ZSPR | Muzaffarpur TPS (Kanti Bijli)/ 1087
2104 | Obsolete | M9476556983 | MAGNETIC STIRRER,226-003-013 | NO | 1 | 1423.82 | ANALYT INST FOR WATE | Component & Spares | ZSPR | Muzaffarpur TPS (Kanti Bijli)/ 1087
2105 | Obsolete | M9476586079 | POWER SUPPLY BOARD,09200-A-2000,HACH | NO | 2 | 79144.9 | ANALYT INST FOR WATE | Component & Spares | ZSPR | Muzaffarpur TPS (Kanti Bijli)/ 1087
2106 | Obsolete | M9479060004 | OPACITY MONITOR ASSY,4500 MK III,LAND | NO | 1 | 39071.99 | OPACITY METER | Component & Spares | ZSPR | Muzaffarpur TPS (Kanti Bijli)/ 1087
2107 | Obsolete | M9481256004 | CLUTCH SLEEVE,DCO-356 | NO | 4 | 6720 | ELECTRICAL ACTUATOR | Component & Spares | ZSPR | Muzaffarpur TPS (Kanti Bijli)/ 1087
2108 | Obsolete | M9481256005 | DELETED - CLUTCH SLEEVE DC SERIES | NO | 5 | 8400 | ELECTRICAL ACTUATOR | Component & Spares | ZSPR | Muzaffarpur TPS (Kanti Bijli)/ 1087
2109 | Obsolete | M9481256044 | LSD WHEEL,2136,ANTRIEB,ACTUATOR | NO | 2 | 560 | ELECTRICAL ACTUATOR | Component & Spares | ZSPR | Muzaffarpur TPS (Kanti Bijli)/ 1087
2110 | Obsolete | M9491450878M | DELETED Pressure Switch ST1-02-50-11-IN6 | NO | 1 | 0.01 | MAINT CALIBR & TESTI | Component & Spares | ZSPR | Muzaffarpur TPS (Kanti Bijli)/ 1087
2111 | Obsolete | M9494026812 | SPARK COUNTER,24V,50A,6 DIGIT | NO | 2 | 11160 | MISCELLANEOUS ITEMS | Component & Spares | ZSPR | Muzaffarpur TPS (Kanti Bijli)/ 1087
2112 | Obsolete | M9494406023 | NOZZLE,01196123,TAYLOR | NO | 4 | 1720 | MISCELLANEOUS ITEMS | Component & Spares | ZSPR | Muzaffarpur TPS (Kanti Bijli)/ 1087
2113 | Obsolete | M9494500673 | TELEMECANIQUE RELAY 4NO,.LA1KN40 | NO | 3 | 1536.51 | MISCELLANEOUS ITEMS | Component & Spares | ZSPR | Muzaffarpur TPS (Kanti Bijli)/ 1087
2114 | Obsolete | M9494507051 | THERMOCOUPLE,K/CHROMEL ALUMEL,DRA-300 | NO | 4 | 50625.8 | MISCELLANEOUS ITEMS | Component & Spares | ZSPR | Muzaffarpur TPS (Kanti Bijli)/ 1087
2115 | Obsolete | M9494507222 | VARISTOR(RESISTOR) | NO | 5 | 6250 | MISCELLANEOUS ITEMS | Component & Spares | ZSPR | Muzaffarpur TPS (Kanti Bijli)/ 1087
2116 | Obsolete | M9494610686M | DELETED Spare for Regenerative air pre h | NO | 6 | 49741.02 | MISCELLANEOUS ITEMS | Component & Spares | ZSPR | Muzaffarpur TPS (Kanti Bijli)/ 1087
2117 | Obsolete | M9494620687M | DELETED Spare for Regenerative air pre h | NO | 6 | 3204 | MISCELLANEOUS ITEMS | Component & Spares | ZSPR | Muzaffarpur TPS (Kanti Bijli)/ 1087
2118 | Obsolete | M9494656503 | RECTIFIER,BRIDGE,250242/90501,SKB | NO | 5 | 6800 | MISCELLANEOUS ITEMS | Component & Spares | ZSPR | Muzaffarpur TPS (Kanti Bijli)/ 1087
2119 | Obsolete | M9494657072 | AMPLIFIER,LINEAR OPERATIONAL,IC741 | NO | 12 | 33090 | MISCELLANEOUS ITEMS | Component & Spares | ZSPR | Muzaffarpur TPS (Kanti Bijli)/ 1087
2120 | Obsolete | M9494806325 | LAMP,LED,INDICATING,230VAC | NO | 8 | 5278 | MISCELLANEOUS ITEMS | Component & Spares | ZSPR | Muzaffarpur TPS (Kanti Bijli)/ 1087
2121 | Obsolete | M9494806359 | LAMP,SPL,NEON,F/DESK/PANEL | NO | 93 | 1116 | MISCELLANEOUS ITEMS | Component & Spares | ZSPR | Muzaffarpur TPS (Kanti Bijli)/ 1087
2122 | Obsolete | M9494806394 | LAMP,LED,INDICATING,32V,33MA | NO | 159 | 1590 | MISCELLANEOUS ITEMS | Component & Spares | ZSPR | Muzaffarpur TPS (Kanti Bijli)/ 1087
2123 | Obsolete | M9494806400 | LAMP,LED,INDICATING,PIN BASE,250VAC | NO | 19 | 190 | MISCELLANEOUS ITEMS | Component & Spares | ZSPR | Muzaffarpur TPS (Kanti Bijli)/ 1087
2124 | Obsolete | M9494870689M | DELETED Valve WGR-2-3,Make-HAWE | NO | 5 | 339726 | MISCELLANEOUS ITEMS | Component & Spares | ZSPR | Muzaffarpur TPS (Kanti Bijli)/ 1087
2125 | Obsolete | M9494880690M | DELETED Vickers make pilot operated chec | NO | 4 | 19540 | MISCELLANEOUS ITEMS | Component & Spares | ZSPR | Muzaffarpur TPS (Kanti Bijli)/ 1087
2126 | Obsolete | M9494980056 | NEON LAMP 120 V AC FOR 47 K OHM | NO | 114 | 2379.18 | MISCELLANEOUS ITEMS | Component & Spares | ZSPR | Muzaffarpur TPS (Kanti Bijli)/ 1087
2127 | Obsolete | M9495380692M | DELETED Valve disk of 20 inch dia FC val | NO | 9 | 11584.98 | ELECTRONIC COMPON | Component & Spares | ZSPR | Muzaffarpur TPS (Kanti Bijli)/ 1087
2128 | Obsolete | M9501026002 | AC VOLT TRANSD;I/P:0-110VAC;O/P:4-20MA | NO | 2 | 8682.18 | DAS CPU | Component & Spares | ZSPR | Muzaffarpur TPS (Kanti Bijli)/ 1087
2129 | Obsolete | M9514486010 | MAX RACK MNTG PIN,CN9068369130,BHEL | NO | 3 | 540.06 | SERIAL COMMUNICN CAR | Component & Spares | ZSPR | Muzaffarpur TPS (Kanti Bijli)/ 1087
2130 | Obsolete | M9532486001 | FAN RACK ASSY,E235304,BHEL | NO | 2 | 14554.28 | DAS CRT CONTROLLER | Component & Spares | ZSPR | Muzaffarpur TPS (Kanti Bijli)/ 1087
2131 | Obsolete | M9541226052 | ETHERNET SWITCH,DGS-3420,D-LINK | NO | 1 | 2148.02 | WORK STATIONS | Component & Spares | ZSPR | Muzaffarpur TPS (Kanti Bijli)/ 1087
2132 | Obsolete | M9541226055 | ETHERNET SWITCH,DGS-6608,D-LINK,DAS | NO | 1 | 11795.13 | WORK STATIONS | Component & Spares | ZSPR | Muzaffarpur TPS (Kanti Bijli)/ 1087
2133 | Obsolete | M9611156533 | DOOR HANDSET STATION,BYTES | NO | 15 | 122100 | PA SYSTEM | Component & Spares | ZSPR | Muzaffarpur TPS (Kanti Bijli)/ 1087
2134 | Obsolete | M9611520253 | AMPLIFIER PCB WITH ALL COMPONENTS | NO | 9 | 73260 | PA SYSTEM | Component & Spares | ZSPR | Muzaffarpur TPS (Kanti Bijli)/ 1087
2135 | Unservicib | M1920631400 | BEARING,ROLLER,CYLINDRICAL,N 314 | NO | 2 | 32155.38 | BEARING & ACCESSORIE | Component & Spares | ZSPR | Muzaffarpur TPS (Kanti Bijli)/ 1087
2136 | Unservicib | M5021010563 | GLASS WOVEN MAT,SW2571622013,BHEL | M | 5 | 14343.75 | GENERATOR | Component & Spares | ZSPR | Muzaffarpur TPS (Kanti Bijli)/ 1087
2137 | Unservicib | M8237740765M | DELETED Clamps (diff. Type & Size) | NO | 460 | 23000 | ELECTRICAL LAMPS, FI | Component & Spares | ZSPR | Muzaffarpur TPS (Kanti Bijli)/ 1087
2138 | Unservicib | M8320154104 | CAPACITOR,ELECTROLYTIC,10000MFD,25VDC | NO | 1 | 11270 | CAPACIT ELECTROLYTI | Component & Spares | ZSPR | Muzaffarpur TPS (Kanti Bijli)/ 1087
2139 | Unservicib | M8320157477 | CAPACITOR,ELECTROLYTIC,47MFD,25V | NO | 25 | 15325 | CAPACIT ELECTROLYTI | Component & Spares | ZSPR | Muzaffarpur TPS (Kanti Bijli)/ 1087
2140 | Unservicib | M8320219100 | CAPACITOR,ELECTROLYTIC,1000MFD,50V | NO | 14 | 6300 | CAPACIT ELECTROLYTI | Component & Spares | ZSPR | Muzaffarpur TPS (Kanti Bijli)/ 1087
2141 | Unservicib | M8320236400 | CAPACITOR,ELECTROLYTIC,4MFD,63VDC | NO | 95 | 14725 | CAPACIT ELECTROLYTI | Component & Spares | ZSPR | Muzaffarpur TPS (Kanti Bijli)/ 1087
2142 | Unservicib | M8320416600 | CAPACITOR,ELECTROLYTIC,6MFD,400VDC | NO | 4 | 3480 | CAPACIT ELECTROLYTI | Component & Spares | ZSPR | Muzaffarpur TPS (Kanti Bijli)/ 1087
2143 | Unservicib | M8335320407M | DELETED Card (diff. Type) | NO | 81 | 324000 | TRANSFORMERS | Component & Spares | ZSPR | Muzaffarpur TPS (Kanti Bijli)/ 1087
2144 | Unservicib | M8348960603M | DELETED Rectifire Bridge, 30VDC/35VAC | NO | 1 | 2475 | ELECTRICAL CIRCUIT C | Component & Spares | ZSPR | Muzaffarpur TPS (Kanti Bijli)/ 1087
2145 | Unservicib | M8525596015 | RELAY,BIMETAL THERMAL O/L,63-100A | NO | 2 | 17253.5 | THERMAL O/L RELAY | Component & Spares | ZSPR | Muzaffarpur TPS (Kanti Bijli)/ 1087
2146 | Unservicib | M8543696573 | FUSE LINK,CARTRIDGE,5A,6X25MM | NO | 310 | 4588 | CARTRIDGE FUSE LINK | Component & Spares | ZSPR | Muzaffarpur TPS (Kanti Bijli)/ 1087
2147 | Unservicib | M8543890001 | FUSE LINK,CARTRIDGE,2.5A | NO | 2 | 0.02 | CARTRIDGE FUSE LINK | Component & Spares | ZSPR | Muzaffarpur TPS (Kanti Bijli)/ 1087
2148 | Unservicib | M8546084779 | FUSE LINK,5A,MERSEN | NO | 103 | 7400.55 | HRC FUSE LINK | Component & Spares | ZSPR | Muzaffarpur TPS (Kanti Bijli)/ 1087
2149 | Unservicib | M8567080848 | PUSH BUTTON,SIEMENS,SWITCH GEAR | NO | 20 | 8714 | CONTROL ACCESSORIES | Component & Spares | ZSPR | Muzaffarpur TPS (Kanti Bijli)/ 1087
2150 | Unservicib | M8567535001M | DELETED Timer (Diff. Rating) | NO | 69 | 150420 | CONTROL ACCESSORIES | Component & Spares | ZSPR | Muzaffarpur TPS (Kanti Bijli)/ 1087
2151 | Unservicib | M8567560988 | PB STASTION,3SB5802-8AE3,SIEMENS | NO | 35 | 115970.05 | CONTROL ACCESSORIES | Component & Spares | ZSPR | Muzaffarpur TPS (Kanti Bijli)/ 1087
2152 | Unservicib | M8568103881 | COIL,KAYCEE,CONTACTOR | NO | 3 | 27419.97 | SPARES/ACCESS LT SG | Component & Spares | ZSPR | Muzaffarpur TPS (Kanti Bijli)/ 1087
2153 | Unservicib | M8568322631 | ADAPTER PLATE,3TX28 52 1YA0,L&T | NO | 9 | 134717.22 | SPARES/ACCESS LT SG | Component & Spares | ZSPR | Muzaffarpur TPS (Kanti Bijli)/ 1087
2154 | Unservicib | M8568923140 | RACK OUT LOCKING,SL93150,L&T,ACB | NO | 31 | 37826.2 | SPARES/ACCESS LT SG | Component & Spares | ZSPR | Muzaffarpur TPS (Kanti Bijli)/ 1087
2155 | Unservicib | M8569316868 | CHARGING SPRING,TERASAKI,CIRCUIT BREAKER | NO | 10 | 10009.4 | SPARES FOR ACB | Component & Spares | ZSPR | Muzaffarpur TPS (Kanti Bijli)/ 1087
2156 | Unservicib | M8570393784 | TUBE,SL10059OOOO,L&T,ACB | NO | 14 | 490 | SWITCH GEAR | Component & Spares | ZSPR | Muzaffarpur TPS (Kanti Bijli)/ 1087
2157 | Unservicib | M8586257692 | SPRING,F/CHARGING MOTOR | NO | 1 | 4500 | SPAREFOR SF6 CKT BRE | Component & Spares | ZSPR | Muzaffarpur TPS (Kanti Bijli)/ 1087
2158 | Unservicib | M8589420147 | TRIP COIL,SIEMENS,VCB,3AF | NO | 5 | 18032.8 | SOPARES FOR VCB | Component & Spares | ZSPR | Muzaffarpur TPS (Kanti Bijli)/ 1087
2159 | Unservicib | M9017214039 | RELAY,VTTZG8052B(M),SI NOM 498102,GE | NO | 1 | 9000 | DC TIMING RELAY | Component & Spares | ZSPR | Muzaffarpur TPS (Kanti Bijli)/ 1087
2160 | Unservicib | M9024103128 | RELAY,INSTANTANEOUS O/C,2NO,CAG12AF38A | NO | 2 | 7300 | INST O/C AND E/F REL | Component & Spares | ZSPR | Muzaffarpur TPS (Kanti Bijli)/ 1087
2161 | Unservicib | M9024106376 | RELAY,EARTH FAULT,CAG17AF8113ZDCH,ALSTOM | NO | 1 | 121866.48 | INST O/C AND E/F REL | Component & Spares | ZSPR | Muzaffarpur TPS (Kanti Bijli)/ 1087
2162 | Unservicib | M9026230022 | RELAY,UNDER VOLTAGE,110VAC,VAG21,ALSTOM | NO | 3 | 13446 | INSTANT VOLTA RELAY | Component & Spares | ZSPR | Muzaffarpur TPS (Kanti Bijli)/ 1087
2163 | Unservicib | M9026802005 | RELAY,NEUTRAL DISPLACEMENT,220VDC,AREVA | NO | 3 | 38724 | INSTANT VOLTA RELAY | Component & Spares | ZSPR | Muzaffarpur TPS (Kanti Bijli)/ 1087
2164 | Unservicib | M9026825002 | RELAY,INST VOLTAGE,220VDC,VAG11,ALSTOM | NO | 4 | 9684 | INSTANT VOLTA RELAY | Component & Spares | ZSPR | Muzaffarpur TPS (Kanti Bijli)/ 1087
2165 | Unservicib | M9028433553 | DELETED IDMTO/C;1A;250VDC;50-200%;CDG33E | NO | 71 | 22365 | IDMT REL INV DEF MIN | Component & Spares | ZSPR | Muzaffarpur TPS (Kanti Bijli)/ 1087
2166 | Unservicib | M9028453694 | RELAY,CDG61FF8123BA(M),AREVA | NO | 1 | 3220 | IDMT REL INV DEF MIN | Component & Spares | ZSPR | Muzaffarpur TPS (Kanti Bijli)/ 1087
2167 | Unservicib | M9035820410M | DELETED Low Currnet Relay, CTU type | NO | 2 | 850 | INV TIM OVER FLUXG R | Component & Spares | ZSPR | Muzaffarpur TPS (Kanti Bijli)/ 1087
2168 | Unservicib | M9035830411M | DELETED High Currnet Relay, CAG/VAAe | NO | 2 | 1220 | INV TIM OVER FLUXG R | Component & Spares | ZSPR | Muzaffarpur TPS (Kanti Bijli)/ 1087
2169 | Unservicib | M9039230478M | DELETED O/C Relay, 200BC & 200DC | NO | 6 | 9420 | RELAY | Component & Spares | ZSPR | Muzaffarpur TPS (Kanti Bijli)/ 1087
2170 | Unservicib | M9040505003 | RELAY,0.2-1.6A,CTIG39,ALSTOM | NO | 1 | 4810 | LCAL BREAK BACUP REL | Component & Spares | ZSPR | Muzaffarpur TPS (Kanti Bijli)/ 1087
2171 | Unservicib | M9251343087 | HOOTERS 220VDC | NO | 2 | 1600 | UPS AND POWER BACKUP | Component & Spares | ZSPR | Muzaffarpur TPS (Kanti Bijli)/ 1087
2172 | Unservicib | M9414706020 | AC DRIVE SYSTEM,L&T | NO | 1 | 296505.1 | CONTROL & INSTRUMENT | Component & Spares | ZSPR | Muzaffarpur TPS (Kanti Bijli)/ 1087
2173 | Unservicib | M9414996054 | WATTMETER AC JEWEL BEARING SCALE:0-2KW | NO | 1 | 195 | CONTROL & INSTRUMENT | Component & Spares | ZSPR | Muzaffarpur TPS (Kanti Bijli)/ 1087
2174 | Unservicib | M9415356748 | MW TXDCR:200-0-200MW,O/P:4-20MA | NO | 5 | 26940 | TRANSDUCERS | Component & Spares | ZSPR | Muzaffarpur TPS (Kanti Bijli)/ 1087
2175 | Unservicib | M9481250013 | SQUARE CORD,ANTRIEB,ACTUATOR,DC 2008 | NO | 1 | 3500 | ELECTRICAL ACTUATOR | Component & Spares | ZSPR | Muzaffarpur TPS (Kanti Bijli)/ 1087
2176 | Unservicib | M9481270001 | ANTI CONDENSATION HEATER,CGL,ACTUATOR | NO | 2 | 4101.3 | ELECTRICAL ACTUATOR | Component & Spares | ZSPR | Muzaffarpur TPS (Kanti Bijli)/ 1087
107018845.08