## Sheet1
Type of Item | Material Code | Item Desc | UM | Qty | Value | Item Category | Material Type Desc. | Receipt Date | End User Eqpmt | Plant Code | Manufacturer | Material Type | Options
Obsolete | M2052279305 | O/P SHAFT,FLENDER,GEAR BOX,Z48-K4-(71) | NO | 2 | 20938.7 | GEAR BOX | Component & Spares | 2017-09-09 |  | 1019 |  | ZSPR | Sipat Super Thermal Power Proj
Obsolete | M2052279317 | PLUG IN PINION,FLENDER,51.28:1,Z48K4(71) | NO | 2 | 12056.82 | GEAR BOX | Component & Spares | 2017-09-09 |  | 1019 |  | ZSPR | Sipat Super Thermal Power Proj
Obsolete | M2052279318 | HELICAL GEAR WHEEL,FLENDER,Z48-K4-(71) | NO | 2 | 39341.12 | GEAR BOX | Component & Spares | 2017-09-09 |  | 1019 |  | ZSPR | Sipat Super Thermal Power Proj
Obsolete | M2052279322 | PINION SHAFT,FLENDER,GEAR BOX,Z48-K4(71) | NO | 2 | 24745.38 | GEAR BOX | Component & Spares | 2017-09-09 |  | 1019 |  | ZSPR | Sipat Super Thermal Power Proj
Obsolete | M2052279323 | HELICAL GEAR WHEEL,FLENDER,Z48-K4-(71) | NO | 2 | 32360.12 | GEAR BOX | Component & Spares | 2017-09-09 |  | 1019 |  | ZSPR | Sipat Super Thermal Power Proj
Obsolete | M2052279512 | INPUT SHAFT,FLENDER,GEAR BOX | NO | 1 | 66459.28 | GEAR BOX | Component & Spares | 2017-09-09 |  | 1019 |  | ZSPR | Sipat Super Thermal Power Proj
Obsolete | M2052279532 | PINION,FLENDER,GEAR BOX,FZA148B-K4-(160) | NO | 2 | 26650.16 | GEAR BOX | Component & Spares | 2017-12-22 |  | 1019 |  | ZSPR | Sipat Super Thermal Power Proj
Obsolete | M2052279539 | PINION SHAFT,FLENDER,FZA148B-K4-(160) | NO | 1 | 33313.19 | GEAR BOX | Component & Spares | 2017-09-09 |  | 1019 |  | ZSPR | Sipat Super Thermal Power Proj
Obsolete | M2052279540 | HELICAL GEAR WHEEL,FLENDER | NO | 1 | 99302.4 | GEAR BOX | Component & Spares | 2017-09-09 |  | 1019 |  | ZSPR | Sipat Super Thermal Power Proj
Obsolete | M2052279541 | PINION SHAFT,FLENDER,GEAR BOX | NO | 1 | 52348.54 | GEAR BOX | Component & Spares | 2017-09-09 |  | 1019 |  | ZSPR | Sipat Super Thermal Power Proj
Obsolete | M2052279542 | GEAR WHEEL,FLENDER,FZA148B-K4-(160) | NO | 1 | 270306.04 | GEAR BOX | Component & Spares | 2017-09-09 |  | 1019 |  | ZSPR | Sipat Super Thermal Power Proj
Obsolete | M2052279609 | OUTPUT SHAFT,FLENDER,CAD68-Z38-K4-(71) | NO | 1 | 46637.26 | GEAR BOX | Component & Spares | 2017-12-22 |  | 1019 |  | ZSPR | Sipat Super Thermal Power Proj
Obsolete | M2052279621 | PLUG IN PINION,FLENDER,CAD68-Z38-K4-(71) | NO | 1 | 7296.75 | GEAR BOX | Component & Spares | 2017-09-09 |  | 1019 |  | ZSPR | Sipat Super Thermal Power Proj
Obsolete | M2052279622 | HELICL GEAR WHEEL,FLENDER,CAD68Z38K4(71) | NO | 2 | 20939 | GEAR BOX | Component & Spares | 2017-09-09 |  | 1019 |  | ZSPR | Sipat Super Thermal Power Proj
Obsolete | M2052279624 | WORM SHAFT,FLENDER,GEAR BOX | NO | 1 | 58693.82 | GEAR BOX | Component & Spares | 2017-09-09 |  | 1019 |  | ZSPR | Sipat Super Thermal Power Proj
Obsolete | M2052279625 | WORM WHEEL,FLENDER,GEAR BOX | NO | 1 | 84390.47 | GEAR BOX | Component & Spares | 2017-09-09 |  | 1019 |  | ZSPR | Sipat Super Thermal Power Proj
Obsolete | M2052571503 | OIL SLINGER,PETL,GEAR BOX,B222-SPL | NO | 12 | 102340.8 | GEAR BOX | Component & Spares | 2014-02-01 |  | 1019 |  | ZSPR | Sipat Super Thermal Power Proj
Obsolete | M2052571507 | FINAL PINION SHAFT,PETL,B222-SPL | NO | 6 | 471510.06 | GEAR BOX | Component & Spares | 2014-09-13 |  | 1019 |  | ZSPR | Sipat Super Thermal Power Proj
Obsolete | M2052571508 | BEVEL WHEEL,PETL,B222-SPL 14:1 | NO | 6 | 1100867.4 | GEAR BOX | Component & Spares | 2014-09-13 |  | 1019 |  | ZSPR | Sipat Super Thermal Power Proj
Obsolete | M2052571513 | OUTPUT SHAFT,PETL,B222-SPL 14:1 | NO | 17 | 1557779.53 | GEAR BOX | Component & Spares | 2014-09-13 |  | 1019 |  | ZSPR | Sipat Super Thermal Power Proj
Obsolete | M3130016012 | STUFFING BOX OF C.S OF SUMP PUMP MODEL | NO | 2 | 600 | PUMP-I | Component & Spares | 2010-03-11 |  | 1019 |  | ZSPR | Sipat Super Thermal Power Proj
Obsolete | M3130016017 | COUPLING NUT LEFT OF C.S OF SUMP PUMP | NO | 7 | 11126.08 | PUMP-I | Component & Spares | 2013-11-21 |  | 1019 |  | ZSPR | Sipat Super Thermal Power Proj
Obsolete | M3130016023 | COUPLING NUT RIGHT OF C.S OF SUMP PUMP | NO | 7 | 11126.08 | PUMP-I | Component & Spares | 2013-11-21 |  | 1019 |  | ZSPR | Sipat Super Thermal Power Proj
Obsolete | M3130016026 | SHAFT(PUMP ENND) OF C.S OF SUMP PUMP | NO | 2 | 40442.18 | PUMP-I | Component & Spares | 2015-06-17 |  | 1019 |  | ZSPR | Sipat Super Thermal Power Proj
Obsolete | M3130016031 | INTERMEDIATE SLEEVE C.S OF SUMP PUM | NO | 2 | 38469.28 | PUMP-I | Component & Spares | 2013-12-26 |  | 1019 |  | ZSPR | Sipat Super Thermal Power Proj
Obsolete | M3130016033 | IMPELLER KEY OF C.S OF SUMP PUMP | NO | 2 | 5232.92 | PUMP-I | Component & Spares | 2009-03-25 |  | 1019 |  | ZSPR | Sipat Super Thermal Power Proj
Obsolete | M3130016037 | IMPELLER NUT C.S OF SUMP PUMP MODEL | NO | 4 | 5608.4 | PUMP-I | Component & Spares | 2013-11-21 |  | 1019 |  | ZSPR | Sipat Super Thermal Power Proj
Obsolete | M3130016038 | IMPELLER(350BHN) C.S OF SUMP PUMP MOD | NO | 4 | 140319.08 | PUMP-I | Component & Spares | 2015-08-14 |  | 1019 |  | ZSPR | Sipat Super Thermal Power Proj
Obsolete | M3263346001 | DISC ASSY,LEISTRITZ,L3ME 100/172-AFOKO-G | NO | 2 | 16658.1 |  | Component & Spares | 2009-09-08 |  | 1019 |  | ZSPR | Sipat Super Thermal Power Proj
Obsolete | M3263346003 | GASKET,LEISTRITZ,L3ME 100/172-AFOKO-G | NO | 8 | 4603.36 |  | Component & Spares | 2009-09-08 |  | 1019 |  | ZSPR | Sipat Super Thermal Power Proj
Obsolete | M3263346004 | O-RING,LEISTRITZ,L3ME 100/172-AFOKO-G | NO | 8 | 13806.08 |  | Component & Spares | 2009-09-08 |  | 1019 |  | ZSPR | Sipat Super Thermal Power Proj
Obsolete | M3263346006 | RELIEF VALVE SPINDLE,L3ME100/172AFOKOGNA | NO | 2 | 16658.1 |  | Component & Spares | 2009-09-08 |  | 1019 |  | ZSPR | Sipat Super Thermal Power Proj
Obsolete | M3263346008 | RELIEF VALVE SPRING,L3ME 100/172-AFOKO-G | NO | 2 | 18181.42 |  | Component & Spares | 2009-09-08 |  | 1019 |  | ZSPR | Sipat Super Thermal Power Proj
Obsolete | M3263346010 | RELIEF VALVE GASKET,L3ME 100/172AFOKOGNA | NO | 2 | 1719.86 |  | Component & Spares | 2009-09-08 |  | 1019 |  | ZSPR | Sipat Super Thermal Power Proj
Obsolete | M3263346011 | GASKET,LEISTRITZ,L3ME 100/172-AFOKO-G | NO | 8 | 4603.36 |  | Component & Spares | 2009-09-08 |  | 1019 |  | ZSPR | Sipat Super Thermal Power Proj
Obsolete | M3263346012 | GASKET,LEISTRITZ,L3ME 100/172-AFOKO-G | NO | 8 | 4603.36 |  | Component & Spares | 2009-09-08 |  | 1019 |  | ZSPR | Sipat Super Thermal Power Proj
Obsolete | M3263346013 | SEAL RING,LEISTRITZ,L3ME 100/172-AFOKO-G | NO | 3 | 2702.16 |  | Component & Spares | 2009-09-08 |  | 1019 |  | ZSPR | Sipat Super Thermal Power Proj
Obsolete | M3263346014 | RELIEF VALVE GASKET,L3ME 100/172AFOKOGNA | NO | 2 | 1719.86 |  | Component & Spares | 2009-09-08 |  | 1019 |  | ZSPR | Sipat Super Thermal Power Proj
Obsolete | M4445026003 | ASSY,T04019-WB-A053,660MW | NO | 23 | 906582.49 | BOILER 660 MW | Component & Spares | 2022-04-11 |  | 1019 |  | ZSPR | Sipat Super Thermal Power Proj
Obsolete | M4445026004 | ASSY,T04019-WB-A056,660MW | NO | 47 | 1852579.73 | BOILER 660 MW | Component & Spares | 2022-04-11 |  | 1019 |  | ZSPR | Sipat Super Thermal Power Proj
Obsolete | M4741016005 | OIL NOZZLE TIP,BHEL,BOILER,F/COR 2&4 | NO | 8 | 347290.4 | OIL GUNS & IGNITORS | Component & Spares | 2006-03-07 |  | 1019 |  | ZSPR | Sipat Super Thermal Power Proj
Obsolete | M4741016006 | OIL NOZZLE TIP,BHEL,BOILER,F/COR 1&3 | NO | 6 | 260466 | OIL GUNS & IGNITORS | Component & Spares | 2006-03-07 |  | 1019 |  | ZSPR | Sipat Super Thermal Power Proj
Obsolete | M4745020222 | NOZZLE TIP,0-45-325-00683,BHEL,BOILER | NO | 2 | 269784.5 | COAL BURNERS FIRING | Component & Spares | 2010-01-21 |  | 1019 |  | ZSPR | Sipat Super Thermal Power Proj
Obsolete | M4745026013 | TE AIR COMPARTMENT-BURNER, 1 SET = 4 NO | SET | 2 | 560588.78 | COAL BURNERS FIRING | Component & Spares | 2016-09-27 |  | 1019 |  | ZSPR | Sipat Super Thermal Power Proj
Obsolete | M4745026037 | NOZZLE TIP,0-45-326-00684,BHEL | NO | 1 | 134892.25 | COAL BURNERS FIRING | Component & Spares | 2010-01-21 |  | 1019 |  | ZSPR | Sipat Super Thermal Power Proj
Obsolete | M5405996050 | CONTROL VALVE | NO | 1 | 24550 | FO UNLOADING /TRANSF | Component & Spares | 2007-03-12 |  | 1019 |  | ZSPR | Sipat Super Thermal Power Proj
Obsolete | M5518346007 | GEAR COUPLING,EASTMAN,R813A | NO | 1 | 82600 | SAMPLING PLANTS | Component & Spares |  |  | 1019 |  | ZSPR | Sipat Super Thermal Power Proj
Obsolete | M6325756197 | EMERGENCY LIGHT,1000046161,THYSSENKRUPP | NO | 1 | 49443.96 | LIFTS & ELEVATOR | Component & Spares | 2018-01-30 |  | 1019 |  | ZSPR | Sipat Super Thermal Power Proj
Obsolete | M8166115369 | JKIT,ST,H/S,PVC,1.1KV,2C,70MM2,AL | NO | 20 | 17895 | CABLE JOINTING KIT | Others | 2016-11-01 |  | 1019 |  | ZOTH | Sipat Super Thermal Power Proj
Obsolete | M8166135613 | JKIT,ST,H/S,XLPE,6.6KV,3C,70MM2,AL | NO | 6 | 61377 | CABLE JOINTING KIT | Others | 2012-12-04 |  | 1019 |  | ZOTH | Sipat Super Thermal Power Proj
Obsolete | M8234350058 | STREET LIGHT FIXTURE,HPSV,150W,CAST AL | NO | 17 | 29391.3 | FITTINGS COMMERCIAL | Component & Spares | 2013-06-27 |  | 1019 |  | ZSPR | Sipat Super Thermal Power Proj
Obsolete | M8337480021 | VALVE,BALL,NPT,1-1/2IN,F/HYDRAN | NO | 1 | 5939 | SPARE & ACCESS REACT | Component & Spares | 2007-12-11 |  | 1019 |  | ZSPR | Sipat Super Thermal Power Proj
Obsolete | M8523170574 | LOWER PART OF PORCELAIN INSULATORC8-2550 | NO | 8 | 70093.04 | SWYD GENERAL | Component & Spares | 2007-05-11 |  | 1019 |  | ZSPR | Sipat Super Thermal Power Proj
Obsolete | M8523170592 | UPPER PART OF PORCELAIN INSULATOR | NO | 7 | 61331.34 | SWYD GENERAL | Component & Spares | 2007-05-11 |  | 1019 |  | ZSPR | Sipat Super Thermal Power Proj
Obsolete | M9071108828 | RELAY,TRIP CKT SUP,INR352001-AS,ABB | NO | 13 | 72320.04 | TRIP CKT SUPER RELAY | Component & Spares | 2016-10-19 |  | 1019 |  | ZSPR | Sipat Super Thermal Power Proj
Obsolete | M9095203343 | RELAY,COMMUNICATION,KITZ-274 | NO | 1 | 82917 | MODULE | Component & Spares | 2006-03-31 |  | 1019 |  | ZSPR | Sipat Super Thermal Power Proj
Obsolete | M9425400004 | PRESSURE CONTROLLER,442RF1237,TAYLOR | NO | 1 | 50000 | ACS | Component & Spares | 2009-07-09 |  | 1019 |  | ZSPR | Sipat Super Thermal Power Proj
Obsolete | M9470606124 | AIR LOCK RELAY,PGMA 80-901 DU 005,776 | NO | 2 | 20000 | PNEUMATIC ACTUATOR | Component & Spares | 2010-11-17 |  | 1019 |  | ZSPR | Sipat Super Thermal Power Proj
Obsolete | M9476586008 | PUMP TUBING,590-620-025,POLYMETRON | NO | 1 | 45849 | ANALYT INST FOR WATE | Component & Spares | 2012-07-03 |  | 1019 |  | ZSPR | Sipat Super Thermal Power Proj
Obsolete | M9476586010 | FILTER,363877,06000,FORBES POLYMETRON | NO | 3 | 40199.31 | ANALYT INST FOR WATE | Component & Spares | 2014-10-31 |  | 1019 |  | ZSPR | Sipat Super Thermal Power Proj
Obsolete | M9476586030 | MEASURING CHAMBER,09073-A-9801,9073 | NO | 1 | 52089.53 | ANALYT INST FOR WATE | Component & Spares | 2014-10-31 |  | 1019 |  | ZSPR | Sipat Super Thermal Power Proj
Obsolete | M9497286038 | RELAY MODULE,LTC 8917/00,CCTV | NO | 2 | 11372.56 | MAXBOP | Component & Spares | 2009-01-27 |  | 1019 |  | ZSPR | Sipat Super Thermal Power Proj
Obsolete | M9497286041 | ALARM INTERFACE UNIT,LTC8540/00 | NO | 2 | 9076.42 | MAXBOP | Component & Spares | 2009-01-27 |  | 1019 |  | ZSPR | Sipat Super Thermal Power Proj
Obsolete | M9551146004 | BNC ADAPTER,V3133781,BARCO,CDR+80/DL | NO | 8 | 72932.64 | DOT MATRIX PRINTER | Component & Spares | 2010-12-14 |  | 1019 |  | ZSPR | Sipat Super Thermal Power Proj
Obsolete | M9551386002 | POWER CABLE,903-0624,PLANAR,DAS | NO | 1 | 10750.45 | DOT MATRIX PRINTER | Component & Spares | 2011-01-31 |  | 1019 |  | ZSPR | Sipat Super Thermal Power Proj
Obsolete | M9551386005 | CABLE,PY903+,PLANAR,ID CUBE MULTIXGA67 | NO | 2 | 39574.26 | DOT MATRIX PRINTER | Component & Spares | 2013-07-05 |  | 1019 |  | ZSPR | Sipat Super Thermal Power Proj
Obsolete | M9551386006 | BALLAST,PY0997-PL15739,PLANAR | NO | 2 | 230735.22 | DOT MATRIX PRINTER | Component & Spares | 2013-07-05 |  | 1019 |  | ZSPR | Sipat Super Thermal Power Proj
Obsolete | M9551386008 | COLOUR WHEEL KIT,PY0997-PL14396,PLANAR | NO | 1 | 45439.68 | DOT MATRIX PRINTER | Component & Spares | 2013-07-05 |  | 1019 |  | ZSPR | Sipat Super Thermal Power Proj
Obsolete | M9551386009 | DUAL LINK CABLE,ID CUBE MULTI XGA 67 | NO | 1 | 14585.83 | DOT MATRIX PRINTER | Component & Spares | 2013-07-05 |  | 1019 |  | ZSPR | Sipat Super Thermal Power Proj
Obsolete | M9551386015 | POWER SUPPLY MODULE,902-0192,PLANAR | NO | 2 | 67300 | DOT MATRIX PRINTER | Component & Spares | 2011-01-31 |  | 1019 |  | ZSPR | Sipat Super Thermal Power Proj
Obsolete | M9551766001 | SCREEN FOR LVS (CHP) | NO | 4 | 983000 | DOT MATRIX PRINTER | Component & Spares | 2011-02-24 |  | 1019 |  | ZSPR | Sipat Super Thermal Power Proj
Obsolete | M9551766002 | POWER SUPPLY FOR LVS (CHP) | NO | 1 | 20500 | DOT MATRIX PRINTER | Component & Spares | 2010-03-11 |  | 1019 |  | ZSPR | Sipat Super Thermal Power Proj
Obsolete | M9551766003 | CABLES FOR LVS ( CHP) | NO | 2 | 5000.02 | DOT MATRIX PRINTER | Component & Spares | 2011-02-24 |  | 1019 |  | ZSPR | Sipat Super Thermal Power Proj
Obsolete | M9551766004 | OVD ILLUM UNIT,BARCO,F/LVS | NO | 1 | 496353.11 | DOT MATRIX PRINTER | Component & Spares | 2010-09-30 |  | 1019 |  | ZSPR | Sipat Super Thermal Power Proj
Obsolete | M9598206042 | CD ROM DRIVE,5X00285H07,DELL,DAS,GX620 | NO | 1 | 256.01 | DAS/DCS AND PLC SYST | Component & Spares | 2011-10-13 |  | 1019 |  | ZSPR | Sipat Super Thermal Power Proj
Obsolete | M9598206043 | CD-RW/DVD DRIVE,5X00284H09,DELL,380/620 | NO | 1 | 426.69 | DAS/DCS AND PLC SYST | Component & Spares | 2011-10-13 |  | 1019 |  | ZSPR | Sipat Super Thermal Power Proj
Surplus | M0105280202 | ANGLE,IS2062 E250B-FE410W,110X110MM,10MM | MT | 0.506 | 19529.63 | METAL-FERROUS | Const Stores - Steel | 2013-02-09 |  | 1019 |  | ZSTL | Sipat Super Thermal Power Proj
Surplus | M0105280248 | ANGLE,EQ,IS2062 E250B-FE410W,110MM,12MM | MT | 64.6 | 2139980.3 | METAL-FERROUS | Const Stores - Steel | 2009-01-09 |  | 1019 |  | ZSTL | Sipat Super Thermal Power Proj
Surplus | M0105292243 | ANGLE,EQ,IS2062 E250B-FE410W,150MM,12MM | MT | 10.547 | 369239.08 | METAL-FERROUS | Const Stores - Steel | 2015-07-31 |  | 1019 |  | ZSTL | Sipat Super Thermal Power Proj
Surplus | M0105292322 | ANGLE,IS2062 E250B-FE410W,150X150MM,16MM | MT | 14.854 | 544509.76 | METAL-FERROUS | Const Stores - Steel | 2010-03-12 |  | 1019 |  | ZSTL | Sipat Super Thermal Power Proj
Surplus | M0105296324 | ANGLE,EQ,IS2062 E250B-FE410W,200MM,16MM | MT | 33.05 | 1165457.02 | METAL-FERROUS | Const Stores - Steel | 2007-12-18 |  | 1019 |  | ZSTL | Sipat Super Thermal Power Proj
Surplus | M0105296403 | ANGLE,EQ,IS2062 E250B-FE410W,200MM,20MM | MT | 1.69 | 56062.89 | METAL-FERROUS | Const Stores - Steel | 2006-09-12 |  | 1019 |  | ZSTL | Sipat Super Thermal Power Proj
Surplus | M0115236000 | BEAM,MS,IS2062-B,ISMB,600X210MM | MT | 6.52 | 374106.65 | METAL-FERROUS | Const Stores - Steel | 2008-05-23 |  | 1019 |  | ZSTL | Sipat Super Thermal Power Proj
Surplus | M0125243009 | CHANNEL,MS,IS2062-B,ISMC,300X90MM | MT | 2.11 | 122645.65 | METAL-FERROUS | Const Stores - Steel | 2025-07-07 |  | 1019 |  | ZSTL | Sipat Super Thermal Power Proj
Surplus | M0135525025 | PLATE,MS,IS8500-FE490B,50MM | MT | 7.91 | 399556.41 | METAL-FERROUS | Const Stores - Steel | 2008-05-20 |  | 1019 |  | ZSTL | Sipat Super Thermal Power Proj
Surplus | M0165163158 | BAR,CIRCULAR,MS,IS226,63MM | MT | 28.05 | 166751.92 | MS - RODS | Const Stores - Steel | 2004-08-31 |  | 1019 |  | ZSTL | Sipat Super Thermal Power Proj
Surplus | M0180553202 | BAR,CIRCULAR,HSDS,IS1786-FE415,32MM | MT | 21.1 | 713542.71 | BAR DEFORMED | Const Stores - Steel | 2006-08-08 |  | 1019 |  | ZSTL | Sipat Super Thermal Power Proj
Surplus | M1902601873 | BEARING,BALL,RADIAL CONTACT,6018-ZZ | NO | 1 | 1 | BRG BALL SERIES 6000 | Component & Spares | 2015-07-16 |  | 1019 |  | ZSPR | Sipat Super Thermal Power Proj
Surplus | M1902602000 | BEARING,BALL,RADIAL CONTACT,6020 | NO | 3 | 6404.07 | BRG BALL SERIES 6000 | Component & Spares | 2013-08-17 |  | 1019 |  | ZSPR | Sipat Super Thermal Power Proj
Surplus | M1910721515 | BEARING,BALL,ANGULAR CONTACT,7215-B | NO | 2 | 5722.5 | BRG BALL DEEP GR S/R | Component & Spares | 2021-06-30 |  | 1019 |  | ZSPR | Sipat Super Thermal Power Proj
Surplus | M1913310350 | BRG BAL ANG CNT SR PT1:7200LT&ALS:PL35 | NO | 8 | 5723.44 | BRG BALL ANG CONTS/R | Component & Spares | 2010-07-01 |  | 1019 |  | ZSPR | Sipat Super Thermal Power Proj
Surplus | M1920561112 | BEARING,ROLLER,CYLINDRICAL,NU 211 C3 | NO | 2 | 2993.96 | BEARING & ACCESSORIE | Component & Spares | 2009-06-15 |  | 1019 |  | ZSPR | Sipat Super Thermal Power Proj
Surplus | M1955322400 | BEARING,ROLLER,TAPER,32224 | NO | 52 | 586374.88 | BRG ROLL CYL- PART-5 | Component & Spares | 2014-08-21 |  | 1019 |  | ZSPR | Sipat Super Thermal Power Proj
Surplus | M1955361600 | BEARING,ROLLER,TAPER,32316 | NO | 60 | 262059.6 | BRG ROLL CYL- PART-5 | Component & Spares | 2013-05-23 |  | 1019 |  | ZSPR | Sipat Super Thermal Power Proj
Surplus | M1975000835 | BEARING,ROLLER,TAPER,CONE:835+ | NO | 9 | 72886.59 | BRG ROL SPHE DB ROW | Component & Spares | 2014-09-09 |  | 1019 |  | ZSPR | Sipat Super Thermal Power Proj
Surplus | M1985031800 | ADAPTER SLEEVE,H318 | NO | 3 | 3780 | BRG ROLLER NEEDL -I | Component & Spares | 2015-03-11 |  | 1019 |  | ZSPR | Sipat Super Thermal Power Proj
Surplus | M1985302600 | ADAPTER SLEEVE,H3026-U/S | NO | 1 | 10000 | BRG ROLLER NEEDL -I | Component & Spares | 2010-01-13 |  | 1019 |  | ZSPR | Sipat Super Thermal Power Proj
Surplus | M2025105065 | V-BELT SPB 3170 FOR COAL CRUSHER | NO | 60 | 17847 | V - BELTS (INDUSTRIA | Stores Other Then Spares | 2015-10-31 |  | 1019 |  | ZOTS | Sipat Super Thermal Power Proj
Surplus | M2025142877 | V BELT;C22X14MM;BELT REF#75 GP IS:2494-1 | NO | 26 | 3427.32 | V - BELTS (INDUSTRIA | Component & Spares | 2010-12-29 |  | 1019 |  | ZSPR | Sipat Super Thermal Power Proj
Surplus | M2036080191 | SPROCKET,ROLLER CHAIN WHEEL,C-45/EN-8,19 | NO | 2 | 1120.98 | ROLLER CHAIN WHEEL | Component & Spares | 2018-05-30 |  | 1019 |  | ZSPR | Sipat Super Thermal Power Proj
Surplus | M2052030800 | GEAR BOX ASSY,BEI,BQO-80 | NO | 2 | 127577.5 | GEAR BOX | Component & Spares | 2018-03-26 |  | 1019 |  | ZSPR | Sipat Super Thermal Power Proj
Surplus | M2052340152 | PLANETARY PIN,2110,HYOSUNG,KPAV125 | NO | 17 | 4826364.09 | GEAR BOX | Component & Spares | 2010-03-26 |  | 1019 |  | ZSPR | Sipat Super Thermal Power Proj
Surplus | M2052340154 | PLANETARY GEAR,2115,HYOSUNG,KPAV125 | NO | 14 | 3974652.78 | GEAR BOX | Component & Spares | 2010-03-26 |  | 1019 |  | ZSPR | Sipat Super Thermal Power Proj
Surplus | M2052571502 | I/P EXTENSION KEY,PETL,GEARBOX,B222-SPL | NO | 8 | 6257.6 | GEAR BOX | Component & Spares | 2014-02-01 |  | 1019 |  | ZSPR | Sipat Super Thermal Power Proj
Surplus | M2052571504 | LOCK WASHER,PETL,GEAR BOX,B222-SPL | NO | 16 | 3448.96 | GEAR BOX | Component & Spares | 2014-02-01 |  | 1019 |  | ZSPR | Sipat Super Thermal Power Proj
Surplus | M2052571505 | LOCK NUT,PETL,GEAR BOX,B222-SPL,14:1 | NO | 16 | 11059.36 | GEAR BOX | Component & Spares | 2014-02-01 |  | 1019 |  | ZSPR | Sipat Super Thermal Power Proj
Surplus | M2052571511 | OUTPUT WHEEL,PETL,B222-SPL | NO | 7 | 959097.09 | GEAR BOX | Component & Spares | 2014-09-13 |  | 1019 |  | ZSPR | Sipat Super Thermal Power Proj
Surplus | M2052571512 | SEAT KEY,PETL,GEAR BOX,B222-SPL,14:1 | NO | 21 | 3764.67 | GEAR BOX | Component & Spares | 2014-09-13 |  | 1019 |  | ZSPR | Sipat Super Thermal Power Proj
Surplus | M2052571514 | EXTENSION KEY,GEAR BOX,B222-SPL,14:1 | NO | 21 | 6180.51 | GEAR BOX | Component & Spares | 2014-09-13 |  | 1019 |  | ZSPR | Sipat Super Thermal Power Proj
Surplus | M2052571516 | WATER SLINGER,PETL,B222-SPL 14:1 1500R+ | NO | 14 | 295774.78 | GEAR BOX | Component & Spares | 2014-02-01 |  | 1019 |  | ZSPR | Sipat Super Thermal Power Proj
Surplus | M2090225107 | BLOCK,RENOLD,PM270 | NO | 63 | 1755174.33 | TECH. POWER TRANSMIS | Component & Spares | 2010-06-25 |  | 1019 |  | ZSPR | Sipat Super Thermal Power Proj
Surplus | M3129986002 | WEAR RING FOR LIME TRANS PP,CNO 80/160 | NO | 2 | 31858 | PUMP-I | Component & Spares | 2009-12-01 |  | 1019 |  | ZSPR | Sipat Super Thermal Power Proj
Surplus | M3129986003 | IMPELLER FOR LIME TRANS PP,CNO 80/160 | NO | 1 | 20695.13 | PUMP-I | Component & Spares | 2009-12-01 |  | 1019 |  | ZSPR | Sipat Super Thermal Power Proj
Surplus | M3129986004 | GLAND FOR LIME TRANS PP,CNO 80/160 | NO | 2 | 767.66 | PUMP-I | Component & Spares | 2009-12-01 |  | 1019 |  | ZSPR | Sipat Super Thermal Power Proj
Surplus | M3129986005 | LANTERN RING FOR LIME TRANS PP,CNO80/160 | NO | 1 | 1875.09 | PUMP-I | Component & Spares | 2009-12-01 |  | 1019 |  | ZSPR | Sipat Super Thermal Power Proj
Surplus | M3129986006 | SHAFT FOR LIME TRANS P/P,MODEL:CNO80/160 | NO | 2 | 12958.26 | PUMP-I | Component & Spares | 2009-12-01 |  | 1019 |  | ZSPR | Sipat Super Thermal Power Proj
Surplus | M3129986007 | SHAFT SLEEVE, LIME TRANS PP,CNO 80/160 | NO | 3 | 7886.28 | PUMP-I | Component & Spares | 2009-12-01 |  | 1019 |  | ZSPR | Sipat Super Thermal Power Proj
Surplus | M3129986008 | COUPLING PIN;MODEL:CNO 80/160;BEACON | SET | 1 | 200 | PUMP-I | Component & Spares | 2008-03-12 |  | 1019 |  | ZSPR | Sipat Super Thermal Power Proj
Surplus | M3129996002 | WEAR RING,LIME DOSING PP,CNO 100/400 | NO | 2 | 93326.92 | PUMP-I | Component & Spares | 2009-12-01 |  | 1019 |  | ZSPR | Sipat Super Thermal Power Proj
Surplus | M3129996003 | IMPELLER FOR LIME DOSING PP,CNO 100/400 | NO | 1 | 123492.88 | PUMP-I | Component & Spares | 2009-12-01 |  | 1019 |  | ZSPR | Sipat Super Thermal Power Proj
Surplus | M3129996004 | GLAND FOR LIME DOSING PP,CNO 100/400 | NO | 2 | 1651.8 | PUMP-I | Component & Spares | 2009-12-01 |  | 1019 |  | ZSPR | Sipat Super Thermal Power Proj
Surplus | M3129996005 | LANTERN RING,LIME DOSING PP,CNO 100/400 | NO | 1 | 7398.62 | PUMP-I | Component & Spares | 2009-12-01 |  | 1019 |  | ZSPR | Sipat Super Thermal Power Proj
Surplus | M3129996006 | SHAFT FOR LIME DOSING PP,CNO 100/400 | NO | 3 | 70679.79 | PUMP-I | Component & Spares | 2009-12-01 |  | 1019 |  | ZSPR | Sipat Super Thermal Power Proj
Surplus | M3129996007 | SHAFT SLEEVE OF LIME TRANS PP,CNO100/400 | NO | 3 | 26952.9 | PUMP-I | Component & Spares | 2009-12-01 |  | 1019 |  | ZSPR | Sipat Super Thermal Power Proj
Surplus | M3129996008 | COUPLING BUSH;MODEL:CNO 100/400;BEACON | SET | 1 | 100 | PUMP-I | Component & Spares | 2008-03-12 |  | 1019 |  | ZSPR | Sipat Super Thermal Power Proj
Surplus | M3129996009 | COUPLING PIN;MODEL:CNO 100/400;BEACON | SET | 1 | 100 | PUMP-I | Component & Spares | 2008-03-12 |  | 1019 |  | ZSPR | Sipat Super Thermal Power Proj
Surplus | M3129996010 | COUPLING;MODEL:CNO 100/400;BEACON WEIR | NO | 1 | 2200 | PUMP-I | Component & Spares | 2008-03-12 |  | 1019 |  | ZSPR | Sipat Super Thermal Power Proj
Surplus | M3130096022 | GLAND:FOR PUMP MODEL:CNW 400/440 | NO | 2 | 2352.12 | PUMP-I | Component & Spares |  |  | 1019 |  | ZSPR | Sipat Super Thermal Power Proj
Surplus | M3130156006 | RING CASING WEAR FOR MS WATER PUMP | NO | 1 | 1189 | PUMP-I | Component & Spares | 2010-08-12 |  | 1019 |  | ZSPR | Sipat Super Thermal Power Proj
Surplus | M3130206024 | WEARING RING FOR PUMP | NO | 11 | 4038.98 | PUMP-I | Component & Spares | 2010-03-17 |  | 1019 |  | ZSPR | Sipat Super Thermal Power Proj
Surplus | M3136806128 | METAFLEX JOINT,WEIR/CLYDE,PUMP,FK4E36 | NO | 2 | 4540.06 | PUMP-I | Component & Spares |  |  | 1019 |  | ZSPR | Sipat Super Thermal Power Proj
Surplus | M3166016009 | IMPELLER,DARLING PUMP,2SC400/40D | NO | 1 | 26161.34 | PUMP-I | Component & Spares | 2014-04-05 |  | 1019 |  | ZSPR | Sipat Super Thermal Power Proj
Surplus | M3166016012 | WEAR PLATE,11,DARLING,2SC 400/40D | NO | 2 | 11354.1 | PUMP-I | Component & Spares | 2014-04-05 |  | 1019 |  | ZSPR | Sipat Super Thermal Power Proj
Surplus | M3166406030 | O-RING,DARLING,PUMP,J53 | NO | 4 | 1890 | PUMP-I | Component & Spares | 2015-02-19 |  | 1019 |  | ZSPR | Sipat Super Thermal Power Proj
Surplus | M3166506012 | CABLE GLAND,J103 | NO | 2 | 600 | PUMP-I | Component & Spares | 2011-06-08 |  | 1019 |  | ZSPR | Sipat Super Thermal Power Proj
Surplus | M3247200016 | SHAFT SLEEVE FOR KBL PUMP CPHM 40/32 | NO | 11 | 19139.56 | PUMP-II | Component & Spares | 2014-03-14 |  | 1019 |  | ZSPR | Sipat Super Thermal Power Proj
Surplus | M3248376016 | LOCK NUT,33600053,KPD 32/20QFH | NO | 4 | 945.24 | PUMP-II | Component & Spares | 2015-07-09 |  | 1019 |  | ZSPR | Sipat Super Thermal Power Proj
Surplus | M3248376020 | OIL SEAL,500.1,KPD 32/20QF | NO | 1 | 500 | PUMP-II | Component & Spares | 2011-03-04 |  | 1019 |  | ZSPR | Sipat Super Thermal Power Proj
Surplus | M3248376021 | O-RING,523.3,KPD 32/20 | NO | 1 | 500 | PUMP-II | Component & Spares | 2011-03-04 |  | 1019 |  | ZSPR | Sipat Super Thermal Power Proj
Surplus | M3248736000 | PUMP ASSY,NS 100/26N | NO | 3 | 38636.97 | PUMP-II | Component & Spares | 2013-08-23 |  | 1019 |  | ZSPR | Sipat Super Thermal Power Proj
Surplus | M3248736003 | IMPELLER,151,KBL,PUMP,NS 100-26N | NO | 2 | 19000 | PUMP-II | Component & Spares | 2014-03-10 |  | 1019 |  | ZSPR | Sipat Super Thermal Power Proj
Surplus | M3249976002 | IMPELLER,15300,KBL,NS 50/20 QT 3 7/4 | NO | 2 | 60835 | PUMP-II | Component & Spares | 2015-08-04 |  | 1019 |  | ZSPR | Sipat Super Thermal Power Proj
Surplus | M3249976004 | SEAL ASSY,23001,KBL,NS 50/20 QT 3.7/4 | NO | 4 | 128490.4 | PUMP-II | Component & Spares | 2015-08-04 |  | 1019 |  | ZSPR | Sipat Super Thermal Power Proj
Surplus | M3290306000 | B-145-2:COMPLETE ASSY | NO | 2 | 245676 | PUMP-II | Component & Spares | 2016-07-28 |  | 1019 |  | ZSPR | Sipat Super Thermal Power Proj
Surplus | M3290356000 | B145-1(PVC):COMP PUMP ASSLY | NO | 2 | 249844 | PUMP-II | Component & Spares | 2016-02-19 |  | 1019 |  | ZSPR | Sipat Super Thermal Power Proj
Surplus | M3290566000 | MRA34(PP):COMPLITE ASSEMBLY | NO | 4 | 184862 | PUMP-II | Component & Spares | 2017-05-05 |  | 1019 |  | ZSPR | Sipat Super Thermal Power Proj
Surplus | M3365200058 | DIAPHRAGM,MILTON ROY,PUMP,B145.2 | NO | 2 | 5000 | OTHER PP MILTON ROY | Component & Spares | 2010-02-23 |  | 1019 |  | ZSPR | Sipat Super Thermal Power Proj
Surplus | M3365200146 | O-RING COMPLETE SET,MILTON ROY,B145.2 | SET | 2 | 2000 | OTHER PP MILTON ROY | Component & Spares | 2010-02-23 |  | 1019 |  | ZSPR | Sipat Super Thermal Power Proj
Surplus | M3365200164 | IRV ASSY,MILTON ROY,PUMP,B145.2 | NO | 1 | 9000 | OTHER PP MILTON ROY | Component & Spares | 2010-02-23 |  | 1019 |  | ZSPR | Sipat Super Thermal Power Proj
Surplus | M3408846002 | OIL SEAL ARRANGEMENT,COMPRESSOR | NO | 2 | 14000 | COM WEPUKO DGZ 280 | Component & Spares | 2012-09-28 |  | 1019 |  | ZSPR | Sipat Super Thermal Power Proj
Surplus | M3569056002 | IMPELLER,F-6906&2,402-SWSI | NO | 2 | 10487.5 | INDUSTRIAL FANS AND | Component & Spares | 2015-01-19 |  | 1019 |  | ZSPR | Sipat Super Thermal Power Proj
Surplus | M3569056003 | SHAFT,F-6906&3,402-SWSI | NO | 2 | 10487.5 | INDUSTRIAL FANS AND | Component & Spares | 2015-01-19 |  | 1019 |  | ZSPR | Sipat Super Thermal Power Proj
Surplus | M3569056019 | PRE FILTER,F-6906/22,402 SWSI | NO | 1 | 10180 | INDUSTRIAL FANS AND | Component & Spares | 2011-03-31 |  | 1019 |  | ZSPR | Sipat Super Thermal Power Proj
Surplus | M3569076001 | FAN CASING DRUM,F-6932 & 1,TA36 | NO | 4 | 0 | INDUSTRIAL FANS AND | Component & Spares |  |  | 1019 |  | ZSPR | Sipat Super Thermal Power Proj
Surplus | M3569076002N | IMPELLER,F-6932 & 2,TA36 | NO | 5 | 10487.5 | INDUSTRIAL FANS AND | Component & Spares |  |  | 1019 |  | ZSPR | Sipat Super Thermal Power Proj
Surplus | M3569096002 | IMPELLER,F-6908 & 2,TA48 | NO | 1 | 10487.5 | INDUSTRIAL FANS AND | Component & Spares | 2011-03-31 |  | 1019 |  | ZSPR | Sipat Super Thermal Power Proj
Surplus | M3569106002 | IMPELLER,F-6909 & 2,TA54 | NO | 1 | 10487.5 | INDUSTRIAL FANS AND | Component & Spares | 2011-03-31 |  | 1019 |  | ZSPR | Sipat Super Thermal Power Proj
Surplus | M3581146004 | DRIVEN ROTOR,4,47 | NO | 1 | 13186.84 | INDUSTRIAL FANS&BLOW | Component & Spares | 2010-12-17 |  | 1019 |  | ZSPR | Sipat Super Thermal Power Proj
Surplus | M3581146005 | DRIVING ROTOR,5,47 | NO | 1 | 13185.85 | INDUSTRIAL FANS&BLOW | Component & Spares | 2010-12-17 |  | 1019 |  | ZSPR | Sipat Super Thermal Power Proj
Surplus | M3581146006 | TIMING GEAR,6,47 | NO | 2 | 14524.46 | INDUSTRIAL FANS&BLOW | Component & Spares | 2010-12-17 |  | 1019 |  | ZSPR | Sipat Super Thermal Power Proj
Surplus | M3581146008 | BEARING,8,47 | NO | 8 | 3314 | INDUSTRIAL FANS&BLOW | Component & Spares | 2010-12-17 |  | 1019 |  | ZSPR | Sipat Super Thermal Power Proj
Surplus | M3581146009 | OIL SEAL,9,47 | NO | 10 | 2550.1 | INDUSTRIAL FANS&BLOW | Component & Spares | 2010-12-17 |  | 1019 |  | ZSPR | Sipat Super Thermal Power Proj
Surplus | M3799752510 | 1000NB:GEAR BOX: | NO | 1 | 10247.66 | SPARES FOR VALVES | Component & Spares | 2016-03-01 |  | 1019 |  | ZSPR | Sipat Super Thermal Power Proj
Surplus | M4321026239 | WEDGE-WOUND STATOR,7BC.194.140,TVV6602T3 | NO | 6 | 58699.14 | TURBO GENERATOR 660 | Component & Spares | 2022-03-30 |  | 1019 |  | ZSPR | Sipat Super Thermal Power Proj
Surplus | M4321026720 | PRESS REGULATOR,M-60-MKG-0138-01/33 | NO | 2 | 68375.74 | TURBO GENERATOR 660 | Component & Spares | 2017-11-13 |  | 1019 |  | ZSPR | Sipat Super Thermal Power Proj
Surplus | M4321026731 | STOP VALVE,M-60-MKG-0138-02/36 | NO | 1 | 57340.01 | TURBO GENERATOR 660 | Component & Spares | 2013-02-27 |  | 1019 |  | ZSPR | Sipat Super Thermal Power Proj
Surplus | M4321026794 | STATOR SLOT WEDGE,8BC.194.588-03 | PC | 4 | 28059.04 | TURBO GENERATOR 660 | Component & Spares | 2015-05-22 |  | 1019 |  | ZSPR | Sipat Super Thermal Power Proj
Surplus | M4321026797 | STATOR SLOT WEDGE,8BC.784.994-10 | PC | 8 | 7215.52 | TURBO GENERATOR 660 | Component & Spares | 2015-05-22 |  | 1019 |  | ZSPR | Sipat Super Thermal Power Proj
Surplus | M4322016020 | LIGHT-EMITTING DIODE,LA 03W/I,AVR-2M 500 | NO | 24 | 2605.44 | TURBO GENERATOR 660 | Component & Spares | 2014-10-31 |  | 1019 |  | ZSPR | Sipat Super Thermal Power Proj
Surplus | M4322016021 | LIGHT-EMITTING DIODE,KIPD 18B-M | NO | 24 | 13375.92 | TURBO GENERATOR 660 | Component & Spares | 2014-10-31 |  | 1019 |  | ZSPR | Sipat Super Thermal Power Proj
Surplus | M4322016043 | COMMUNICATION CABLE,287621.001 | NO | 10 | 35217.8 | TURBO GENERATOR 660 | Component & Spares | 2014-05-07 |  | 1019 |  | ZSPR | Sipat Super Thermal Power Proj
Surplus | M4322016091 | BASE DIS I/P PLC,170ADI35000 PV:06 | NO | 4 | 60119.62 | TURBO GENERATOR 660 | Component & Spares | 2014-05-07 |  | 1019 |  | ZSPR | Sipat Super Thermal Power Proj
Surplus | M4465016006 | PC BOARD,A27737-1,BOILER | NO | 3 | 184501.47 | BOILER 660 MW | Component & Spares | 2007-02-01 |  | 1019 |  | ZSPR | Sipat Super Thermal Power Proj
Surplus | M4726266021 | SPRING HANGER,CLH 1162 | NO | 6 | 334596 | BOILER AUXILIARIES | Component & Spares | 2012-01-04 |  | 1019 |  | ZSPR | Sipat Super Thermal Power Proj
Surplus | M4801144783 | TUBE,STRT,AS,A213-T22,51MM,11MM | M | 94 | 495961.86 | BOILER COMMON ITEMS | Component & Spares |  |  | 1019 |  | ZSPR | Sipat Super Thermal Power Proj
Surplus | M5121026214 | FILLER PIECE,0-139-07-01012&08,500MW | NO | 59 | 183825.12 | T. GENERATOR 500MW | Component & Spares | 2017-06-02 |  | 1019 |  | ZSPR | Sipat Super Thermal Power Proj
Surplus | M5121030620 | THREADED RING,41360501001 | NO | 30 | 6954.9 | T. GENERATOR 500MW | Component & Spares | 2016-02-15 |  | 1019 |  | ZSPR | Sipat Super Thermal Power Proj
Surplus | M5121036008 | POLYAMIDE SHEET,0-136-05-01000-0093 | NO | 6 | 12776.04 | T. GENERATOR 500MW | Component & Spares | 2010-07-22 |  | 1019 |  | ZSPR | Sipat Super Thermal Power Proj
Surplus | M5121046100 | INSULATING SLEEVE,01421401004/00/011 | NO | 2 | 40155.12 | T. GENERATOR 500MW | Component & Spares | 2015-06-05 |  | 1019 |  | ZSPR | Sipat Super Thermal Power Proj
Surplus | M5122040039 | PROFILE,9-139-07-01000&012 | NO | 12 | 33396 | EXCITATION | Component & Spares | 2018-03-24 |  | 1019 |  | ZSPR | Sipat Super Thermal Power Proj
Surplus | M5122116001 | RTD,DUPLEX PLATINUM,NEI,ENGINE ASSY | NO | 8 | 29533.76 | EXCITATION | Component & Spares | 2011-04-15 |  | 1019 |  | ZSPR | Sipat Super Thermal Power Proj
Surplus | M5123026318 | INSULATING WASHER,0-139-12-01008C&11 | NO | 10 | 19123.7 | COOLNG SYS & SEAL OI | Component & Spares | 2015-05-30 |  | 1019 |  | ZSPR | Sipat Super Thermal Power Proj
Surplus | M5123030175 | GLOBE VALVE,NB15,SCREWED,W90414902882 | NO | 3 | 54742.89 | COOLNG SYS & SEAL OI | Component & Spares | 2010-06-05 |  | 1019 |  | ZSPR | Sipat Super Thermal Power Proj
Surplus | M5382106001 | CONTROL PANEL,4105947,DG SET | NO | 2 | 40151.84 |  | Component & Spares | 2010-03-23 |  | 1019 |  | ZSPR | Sipat Super Thermal Power Proj
Surplus | M5388026007 | MOTOR POTENTIOMETER,604-80-008-00,MAK | NO | 3 | 58793.01 | DIESEL GENERATOR SET | Component & Spares | 2014-02-17 |  | 1019 |  | ZSPR | Sipat Super Thermal Power Proj
Surplus | M5502406020 | CHAIN,L&T,1200TPH | NO | 3 | 45249.99 | PADDLE FEEDER | Component & Spares |  |  | 1019 |  | ZSPR | Sipat Super Thermal Power Proj
Surplus | M5522797065 | O-RING,15060220,LUBIN | NO | 3 | 568.53 | STACKER RECLAIMER | Component & Spares | 2017-03-17 |  | 1019 |  | ZSPR | Sipat Super Thermal Power Proj
Surplus | M5522797066 | O-RING,15060240,LUBIN | NO | 3 | 287.67 | STACKER RECLAIMER | Component & Spares | 2017-03-17 |  | 1019 |  | ZSPR | Sipat Super Thermal Power Proj
Surplus | M5522797071 | 2600TPH:WORM GEAR 50:1 | NO | 3 | 9928.23 | STACKER RECLAIMER | Component & Spares | 2017-03-17 |  | 1019 |  | ZSPR | Sipat Super Thermal Power Proj
Surplus | M5522797076 | RING NUT STRAINR LCK,06060040,LUBIN | NO | 5 | 228 | STACKER RECLAIMER | Component & Spares | 2017-03-17 |  | 1019 |  | ZSPR | Sipat Super Thermal Power Proj
Surplus | M5522797092 | PRESSURE GAUGE,13010230,LUBIN | NO | 2 | 5889.26 | STACKER RECLAIMER | Component & Spares | 2017-03-17 |  | 1019 |  | ZSPR | Sipat Super Thermal Power Proj
Surplus | M5592800176 | CABLE 25 FT WITH CONNECTOR | NO | 1 | 83.79 | ELECTRICALS | Component & Spares | 2018-02-07 |  | 1019 |  | ZSPR | Sipat Super Thermal Power Proj
Surplus | M5753056001 | NOZZLE ASSY,HZ-3/101,GAMMON INDIA LTD | NO | 950 | 80864 | C.W. SYSTEM | Component & Spares | 2012-06-19 |  | 1019 |  | ZSPR | Sipat Super Thermal Power Proj
Surplus | M5805506034 | MOTOR DRIVE ASSY,2724-B41-R0 | SET | 1 | 38760 | TREATMENT SYSTEM | Component & Spares | 2010-10-21 |  | 1019 |  | ZSPR | Sipat Super Thermal Power Proj
Surplus | M5930056065 | THERMOMETER FOR ELECTROLYTE | NO | 1 | 5002 | STATIC EQUIPMENT | Component & Spares | 2009-03-31 |  | 1019 |  | ZSPR | Sipat Super Thermal Power Proj
Surplus | M6317366091 | K-10:BALL BEARING | NO | 2 | 308.7 | MOBILE CRANE | Component & Spares | 2015-05-19 |  | 1019 |  | ZSPR | Sipat Super Thermal Power Proj
Surplus | M6317366097 | K-10:BATTERY CUT OFF SWITCH | NO | 1 | 2230.19 | MOBILE CRANE | Component & Spares | 2015-05-19 |  | 1019 |  | ZSPR | Sipat Super Thermal Power Proj
Surplus | M6317366267 | K-10:FILTER ELEMENT KIT | NO | 2 | 336 | MOBILE CRANE | Component & Spares | 2015-05-19 |  | 1019 |  | ZSPR | Sipat Super Thermal Power Proj
Surplus | M6317366331 | K-10:HOSE | NO | 3 | 378 | MOBILE CRANE | Component & Spares | 2015-05-19 |  | 1019 |  | ZSPR | Sipat Super Thermal Power Proj
Surplus | M6325151432 | CAR GATE LIMIT SWITCH FOR ELEVATOR | NO | 12 | 57413.88 | LIFTS & ELEVATOR | Component & Spares | 2009-11-04 |  | 1019 |  | ZSPR | Sipat Super Thermal Power Proj
Surplus | M6325256056 | OIL SEAL/GASKET,KONE CRANES | NO | 4 | 40270 | LIFTS & ELEVATOR | Component & Spares | 2013-12-17 |  | 1019 |  | ZSPR | Sipat Super Thermal Power Proj
Surplus | M6325266010 | CONTROL AUX RELAY,459-4,KUM,ELEVATOR | NO | 6 | 40413.06 | LIFTS & ELEVATOR | Component & Spares | 2009-08-11 |  | 1019 |  | ZSPR | Sipat Super Thermal Power Proj
Surplus | M6325266024 | PINION,RS40-13NT,KUM MA,ELEVATOR,3T | NO | 2 | 55296 | LIFTS & ELEVATOR | Component & Spares | 2009-11-04 |  | 1019 |  | ZSPR | Sipat Super Thermal Power Proj
Surplus | M6325276004 | BRAKE MAGNETIC COIL,KUM MA,ELEVATOR | NO | 1 | 56309.76 | LIFTS & ELEVATOR | Component & Spares | 2009-11-04 |  | 1019 |  | ZSPR | Sipat Super Thermal Power Proj
Surplus | M6325316001 | MACHINERY INSERT,ELEVATOR | NO | 12 | 0 | LIFTS & ELEVATOR | Component & Spares | 2006-07-28 |  | 1019 |  | ZSPR | Sipat Super Thermal Power Proj
Surplus | M6325316002 | MACH GROOVE RING,ELEVATOR | NO | 4 | 0 | LIFTS & ELEVATOR | Component & Spares | 2006-07-28 |  | 1019 |  | ZSPR | Sipat Super Thermal Power Proj
Surplus | M6505016002 | VIBRATOR (PLATE / SURFACE) | NO | 1 | 0.01 | CONCRETE VIBRATOR MI | Stores Other Then Spares | 2006-02-16 |  | 1019 |  | ZOTS | Sipat Super Thermal Power Proj
Surplus | M6518016252 | AMMETER,0502881,BEML,LOADER,WA200-1 | NO | 1 | 750 | PAY LOADER | Component & Spares | 2014-01-25 |  | 1019 |  | ZSPR | Sipat Super Thermal Power Proj
Surplus | M6518056589 | OIL SEAL(SKELETON),B0901508015,BEML | NO | 1 | 647.19 | PAY LOADER | Component & Spares | 2015-01-08 |  | 1019 |  | ZSPR | Sipat Super Thermal Power Proj
Surplus | M6518066414 | FAN,696/01617,JCB,LOADER,430Z | NO | 9 | 7843.05 | PAY LOADER | Component & Spares | 2013-10-22 |  | 1019 |  | ZSPR | Sipat Super Thermal Power Proj
Surplus | M6518110028 | AMMETER,0502881,BEML,LOADER,G1420Z | NO | 1 | 750 | PAY LOADER | Component & Spares | 2014-01-25 |  | 1019 |  | ZSPR | Sipat Super Thermal Power Proj
Surplus | M6518216991 | CUT HOSE,474EC61814,BEML,LOADER,BL-9H | NO | 1 | 398.05 | PAY LOADER | Component & Spares | 2016-10-03 |  | 1019 |  | ZSPR | Sipat Super Thermal Power Proj
Surplus | M6518216993 | CUT HOSE,474EC61839,BEML,LOADER,BL-9H | NO | 1 | 180.71 | PAY LOADER | Component & Spares | 2016-10-03 |  | 1019 |  | ZSPR | Sipat Super Thermal Power Proj
Surplus | M6518217628 | PUSH PULL CABLE,474ZZ11175,BEML,LOADER | NO | 1 | 2409.54 | PAY LOADER | Component & Spares | 2015-09-24 |  | 1019 |  | ZSPR | Sipat Super Thermal Power Proj
Surplus | M6518226113 | BOLT,6561P010100,BEML,LOADER,BL656-1 | NO | 11 | 1797.51 | PAY LOADER | Component & Spares | 2015-01-20 |  | 1019 |  | ZSPR | Sipat Super Thermal Power Proj
Surplus | M6518226467 | O-RING,6561M142100,BEML,LOADER,BL656-1 | NO | 9 | 1155.87 | PAY LOADER | Component & Spares | 2015-01-20 |  | 1019 |  | ZSPR | Sipat Super Thermal Power Proj
Surplus | M7010961628 | BOARD PRINTED CKT,0300-518 | NO | 1 | 65718.88 | ENGINES CUMMINS | Component & Spares | 2017-11-08 |  | 1019 |  | ZSPR | Sipat Super Thermal Power Proj
Surplus | M7010963026 | CABLE,BREAKOUT,AX1006763 | NO | 1 | 8594.62 | ENGINES CUMMINS | Component & Spares | 2017-11-08 |  | 1019 |  | ZSPR | Sipat Super Thermal Power Proj
Surplus | M7010966733 | DOOR-CONTROL,0319-4488 | NO | 1 | 30704.74 | ENGINES CUMMINS | Component & Spares | 2017-11-08 |  | 1019 |  | ZSPR | Sipat Super Thermal Power Proj
Surplus | M8110122074N | CABLE,PWR,FLEX,10MM2,1C,STRANDED,AL,PVC | M | 31300 | 0 | POWER CABLE | Others |  |  | 1019 |  | ZOTH | Sipat Super Thermal Power Proj
Surplus | M8110124432 | CABLE,PWR,FLEX,0.5MM2,3C,STRANDED,CU,PVC | M | 50 | 18778 | POWER CABLE | Others |  |  | 1019 |  | ZOTH | Sipat Super Thermal Power Proj
Surplus | M8110162520 | CABLE,PWR,35MM2,3C,STRANDED,AL,1.1KV | M | 60 | 0 | POWER CABLE | Others |  |  | 1019 |  | ZOTH | Sipat Super Thermal Power Proj
Surplus | M8110222053 | CABLE,PWR,4MM2,1C,STRANDED,AL,1.1KV,PVC | M | 6065 | 71930.9 | POWER CABLE | Others | 2016-06-23 |  | 1019 |  | ZOTH | Sipat Super Thermal Power Proj
Surplus | M8110244473 | CABLE,PWR,4MM2,3C,STRANDED,CU,1.1KV,ARMD | M | 189 | 9368.73 | POWER CABLE | Others | 2006-02-23 |  | 1019 |  | ZOTH | Sipat Super Thermal Power Proj
Surplus | M8110492157 | CABLE,PWR,150MM2,1C,AL,1.1KV,ARMD,XLPE | KM | 1268 | 0 | POWER CABLE | Others | 2008-04-25 |  | 1019 |  | ZOTH | Sipat Super Thermal Power Proj
Surplus | M8110512204 | CABLE,PWR,500MM2,1C,STRANDED,AL,1.1KV | M | 419 | 0 | POWER CABLE | Others | 2006-05-24 |  | 1019 |  | ZOTH | Sipat Super Thermal Power Proj
Surplus | M8112035044 | CABLE,PWR,0.5MM2,1C,CU,225V,UNARMD,PVC | M | 1680 | 7862.4 | CONTR CABL< 2.5 SQMM | Component & Spares | 2022-07-11 |  | 1019 |  | ZSPR | Sipat Super Thermal Power Proj
Surplus | M8112035169 | CABLE,PWR,0.5MM2,1C,CU,225V,UNARMD,PVC | M | 48 | 3226.56 | CONTR CABL< 2.5 SQMM | Component & Spares | 2014-09-10 |  | 1019 |  | ZSPR | Sipat Super Thermal Power Proj
Surplus | M8112035406 | CABLE,PWR,INSTR,0.5MM2,8P,G-TYPE,CWT,C&I | M | 388 | 13498.52 | CONTR CABL< 2.5 SQMM | Component & Spares | 2014-09-10 |  | 1019 |  | ZSPR | Sipat Super Thermal Power Proj
Surplus | M8112145846 | CABLE,PWR,1MM2,25C,CU,1.1KV,PVC,BLACK | M | 15 | 1125 | CONTR CABL< 2.5 SQMM | Component & Spares | 2009-03-31 |  | 1019 |  | ZSPR | Sipat Super Thermal Power Proj
Surplus | M8112175825 | CABLE,PWR,0.5MM2,24C,CU,600V | M | 163 | 1956 | CONTR CABL< 2.5 SQMM | Others | 2010-02-24 |  | 1019 |  | ZOTH | Sipat Super Thermal Power Proj
Surplus | M8112416348 | CABLE,PWR,0.5MM2,7C,CU,415V,UNARMD | M | 50 | 18778 | CONTR CABL< 2.5 SQMM | Others |  |  | 1019 |  | ZOTH | Sipat Super Thermal Power Proj
Surplus | M8112486934 | CABLE,PWR,1.5MM2,30C,MULTI-STRANDED,650V | M | 10 | 500 | CONTR CABL< 2.5 SQMM | Others | 2010-02-24 |  | 1019 |  | ZOTH | Sipat Super Thermal Power Proj
Surplus | M8112665283 | CABLE,PWR,FLEX,0.5MM2,6C,STRANDED,CU | M | 80 | 18917.6 | CONTR CABL< 2.5 SQMM | Component & Spares | 2010-02-24 |  | 1019 |  | ZSPR | Sipat Super Thermal Power Proj
Surplus | M8112774408 | CABLE,PWR,0.5MM2,8C,SOLID,CU,UNARMD | M | 65 | 5264.35 | CONTR CABL< 2.5 SQMM | Others | 2010-03-27 |  | 1019 |  | ZOTH | Sipat Super Thermal Power Proj
Surplus | M8112794822 | CABLE,PWR,0.5MM2,24C,SOLID,CU | M | 285 | 29141.25 | CONTR CABL< 2.5 SQMM | Others | 2015-12-19 |  | 1019 |  | ZOTH | Sipat Super Thermal Power Proj
Surplus | M8112924708 | CABLE,PWR,0.5MM2,16C,SOLID,CU | M | 155 | 1072.6 | CONTR CABL< 2.5 SQMM | Others | 2010-03-27 |  | 1019 |  | ZOTH | Sipat Super Thermal Power Proj
Surplus | M8120001016 | CABLE,HTG,MI,16M,32SA2140 | NO | 1 | 95021.55 | CABLE COND,& ACCES | Others | 2013-10-29 |  | 1019 |  | ZOTH | Sipat Super Thermal Power Proj
Surplus | M8120002016 | CABLE,HTG,MI,16M,32SA2170 | M | 1 | 77378.31 | CABLE COND,& ACCES | Others | 2016-12-16 |  | 1019 |  | ZOTH | Sipat Super Thermal Power Proj
Surplus | M8120002140 | CABLE,HTG,MI,14M,32SA2170 | NO | 1 | 91589.06 | CABLE COND,& ACCES | Others | 2013-10-29 |  | 1019 |  | ZOTH | Sipat Super Thermal Power Proj
Surplus | M8120012002 | CABLE,HTG,MI,2M,32SA2200 | NO | 2 | 135789.48 | CABLE COND,& ACCES | Others | 2013-10-29 |  | 1019 |  | ZOTH | Sipat Super Thermal Power Proj
Surplus | M8120012012 | CABLE,HTG,MI,12M,32SA2200 | NO | 1 | 90567.82 | CABLE COND,& ACCES | Others | 2013-10-29 |  | 1019 |  | ZOTH | Sipat Super Thermal Power Proj
Surplus | M8120022010 | CABLE,HTG,MI,10M,32SA2275 | NO | 1 | 79132.63 | CABLE COND,& ACCES | Others | 2013-10-29 |  | 1019 |  | ZOTH | Sipat Super Thermal Power Proj
Surplus | M8120022011 | CABLE,HTG,MI,11M,32SA2275 | M | 1 | 67412.81 | CABLE COND,& ACCES | Others | 2016-12-16 |  | 1019 |  | ZOTH | Sipat Super Thermal Power Proj
Surplus | M8120022012 | CABLE,HTG,MI,12M,32SA2275 | NO | 1 | 87259.11 | CABLE COND,& ACCES | Others | 2013-10-29 |  | 1019 |  | ZOTH | Sipat Super Thermal Power Proj
Surplus | M8120137002 | CABLE,HTG,MI,2M,32SB3700 | NO | 1 | 77253.73 | CABLE COND,& ACCES | Others | 2013-10-29 |  | 1019 |  | ZOTH | Sipat Super Thermal Power Proj
Surplus | M8120137016 | CABLE,HTG,MI,16M,32SB3700 | NO | 1 | 91688.47 | CABLE COND,& ACCES | Others | 2013-10-29 |  | 1019 |  | ZOTH | Sipat Super Thermal Power Proj
Surplus | M8120137021 | CABLE,HTG,MI,21M,32SB3700 | NO | 1 | 106843.89 | CABLE COND,& ACCES | Others | 2013-10-29 |  | 1019 |  | ZOTH | Sipat Super Thermal Power Proj
Surplus | M8120137022 | CABLE,HTG,MI,22M,32SB3700 | NO | 1 | 107868.51 | CABLE COND,& ACCES | Others | 2013-10-29 |  | 1019 |  | ZOTH | Sipat Super Thermal Power Proj
Surplus | M8120630086 | CABLE,HTG,MI,86M,61SP4183 | NO | 1 | 190289.78 | CABLE COND,& ACCES | Others | 2013-10-29 |  | 1019 |  | ZOTH | Sipat Super Thermal Power Proj
Surplus | M8120643058 | CABLE,HTG,MI,58M,61SP4467 | NO | 1 | 146306.41 | CABLE COND,& ACCES | Others | 2013-10-29 |  | 1019 |  | ZOTH | Sipat Super Thermal Power Proj
Surplus | M8120643064 | CABLE,HTG,MI,64M,61SP4467 | NO | 1 | 163668.47 | CABLE COND,& ACCES | Others | 2013-10-29 |  | 1019 |  | ZOTH | Sipat Super Thermal Power Proj
Surplus | M8120647052 | CABLE,HTG,MI,52M,32SP4734 | NO | 8 | 1075628.72 | CABLE COND,& ACCES | Others | 2013-10-29 |  | 1019 |  | ZOTH | Sipat Super Thermal Power Proj
Surplus | M8120647057 | CABLE,HTG,MI,57M,32SP4734 | NO | 1 | 158360.66 | CABLE COND,& ACCES | Others | 2013-10-29 |  | 1019 |  | ZOTH | Sipat Super Thermal Power Proj
Surplus | M8120801054 | CABLE,HTG,MI,54M,32SQ3100 | NO | 1 | 126633.1 | CABLE COND,& ACCES | Others | 2013-10-29 |  | 1019 |  | ZOTH | Sipat Super Thermal Power Proj
Surplus | M8120822017 | CABLE,HTG,MI,17M,32SQ3200 | NO | 1 | 80655.17 | CABLE COND,& ACCES | Others | 2013-10-29 |  | 1019 |  | ZOTH | Sipat Super Thermal Power Proj
Surplus | M8120822034 | CABLE,HTG,MI,34M,32SQ3200 | NO | 1 | 96314.16 | CABLE COND,& ACCES | Others | 2013-10-29 |  | 1019 |  | ZOTH | Sipat Super Thermal Power Proj
Surplus | M8120822041 | CABLE,HTG,MI,41M,32SQ3200 | NO | 1 | 102684.38 | CABLE COND,& ACCES | Others | 2013-10-29 |  | 1019 |  | ZOTH | Sipat Super Thermal Power Proj
Surplus | M8120822309 | CABLE,HTG,MI,30.9M,32SQ3200 | M | 2 | 175793.26 | CABLE COND,& ACCES | Others | 2016-12-16 |  | 1019 |  | ZOTH | Sipat Super Thermal Power Proj
Surplus | M8120830013 | CABLE,HTG,MI,13M,32SQ3150 | NO | 1 | 78004.36 | CABLE COND,& ACCES | Others | 2013-10-29 |  | 1019 |  | ZOTH | Sipat Super Thermal Power Proj
Surplus | M8120830038 | CABLE,HTG,MI,38M,32SQ3150 | NO | 1 | 103129.71 | CABLE COND,& ACCES | Others | 2013-10-29 |  | 1019 |  | ZOTH | Sipat Super Thermal Power Proj
Surplus | M8120893002 | CABLE,HTG,MI,2M,32SQ3293 | NO | 1 | 87675.61 | CABLE COND,& ACCES | Others | 2013-10-29 |  | 1019 |  | ZOTH | Sipat Super Thermal Power Proj
Surplus | M8120893004 | CABLE,HTG,MI,4M,32SQ3293 | NO | 1 | 80156.67 | CABLE COND,& ACCES | Others | 2013-10-29 |  | 1019 |  | ZOTH | Sipat Super Thermal Power Proj
Surplus | M8120893005 | CABLE,HTG,MI,5M,32SQ3293 | NO | 1 | 81399.96 | CABLE COND,& ACCES | Others | 2013-10-29 |  | 1019 |  | ZOTH | Sipat Super Thermal Power Proj
Surplus | M8120893006 | CABLE,HTG,MI,6M,32SQ3293 | NO | 2 | 145284.46 | CABLE COND,& ACCES | Others | 2013-10-29 |  | 1019 |  | ZOTH | Sipat Super Thermal Power Proj
Surplus | M8120950005 | CABLE,HTG,MI,5M,32WB2100 | NO | 2 | 146369.4 | CABLE COND,& ACCES | Others | 2013-10-29 |  | 1019 |  | ZOTH | Sipat Super Thermal Power Proj
Surplus | M8120950020 | CABLE,HTG,MI,20M,32WB2100 | M | 1 | 78320.3 | CABLE COND,& ACCES | Others | 2016-12-16 |  | 1019 |  | ZOTH | Sipat Super Thermal Power Proj
Surplus | M8140011249 | CABLE,TELE,2P,0.7MM,CU,UNARMD,PVC | M | 329.98 | 0 | TELEPHONE CABLE | Others | 2008-05-29 |  | 1019 |  | ZOTH | Sipat Super Thermal Power Proj
Surplus | M8166599820 | JNT/TER KIT,FIBER OPTIC,12C | NO | 60 | 54620.4 | CABLE JOINTING KIT | Others | 2015-06-03 |  | 1019 |  | ZOTH | Sipat Super Thermal Power Proj
Surplus | M8172063067 | CABLE LUG,SNAP-ON,CU,3.5X3.5X18.5,1MM2 | NO | 1 | 1.91 | COPPER LUGS | Others | 2015-01-20 |  | 1019 |  | ZOTH | Sipat Super Thermal Power Proj
Surplus | M8172084086 | CABLE LUG,FORK TERMINAL,CU,M4,1.5MM2 | NO | 3350 | 3048.5 | COPPER LUGS | Others | 2017-12-01 |  | 1019 |  | ZOTH | Sipat Super Thermal Power Proj
Surplus | M8172133119 | CABLE LUG,SNAP-ON,CU,3MM,2.5MM2 | NO | 100 | 100 | COPPER LUGS | Others | 2017-12-01 |  | 1019 |  | ZOTH | Sipat Super Thermal Power Proj
Surplus | M8172172024 | CABLE LUG,TUBE TERMINAL,CU,M5,4MM2 | NO | 3800 | 7144 | COPPER LUGS | Others | 2015-12-28 |  | 1019 |  | ZOTH | Sipat Super Thermal Power Proj
Surplus | M8172247898 | CABLE LUG,PIN TERMINAL,CU,70MM2 | NO | 150 | 4401 | COPPER LUGS | Others | 2018-07-03 |  | 1019 |  | ZOTH | Sipat Super Thermal Power Proj
Surplus | M8172251011 | CABLE LUG,TUBE TERMINAL,CU,16MM2 | NO | 400 | 2076 | COPPER LUGS | Others | 2022-04-09 |  | 1019 |  | ZOTH | Sipat Super Thermal Power Proj
Surplus | M8172355171 | CABLE LUG,TUBULAR IN-LINE,CU,35MM2 | NO | 468 | 7066.8 | COPPER LUGS | Others | 2022-03-08 |  | 1019 |  | ZOTH | Sipat Super Thermal Power Proj
Surplus | M8172545990 | CABLE LUG,TUBULAR IN-LINE,CU,150MM2 | NO | 30 | 2903.1 | COPPER LUGS | Others | 2018-07-03 |  | 1019 |  | ZOTH | Sipat Super Thermal Power Proj
Surplus | M8172792246 | CABLE LUG,TUBE TERMINAL,CU,21MM,630MM2 | NO | 10 | 7816.3 | COPPER LUGS | Others | 2018-07-03 |  | 1019 |  | ZOTH | Sipat Super Thermal Power Proj
Surplus | M8173307999 | CABLE LUG,RING TERMINAL,AL,25MM2 | NO | 235 | 578.1 | ALUMINIUM LUGS | Others | 2004-11-04 |  | 1019 |  | ZOTH | Sipat Super Thermal Power Proj
Surplus | M8173465152 | CABLE LUG,TUBULAR IN-LINE,AL,95MM2 | NO | 20 | 112.6 | ALUMINIUM LUGS | Others | 2012-08-16 |  | 1019 |  | ZOTH | Sipat Super Thermal Power Proj
Surplus | M8173505094 | CABLE LUG,IN-LINE CONNECTOR,AL,120MM2 | NO | 20 | 153.2 | ALUMINIUM LUGS | Others | 2012-08-16 |  | 1019 |  | ZOTH | Sipat Super Thermal Power Proj
Surplus | M8173508224 | CABLE LUG,TUBE TERMINAL,AL,12MM,120MM2 | NO | 2 | 83.8 | ALUMINIUM LUGS | Others | 2018-02-07 |  | 1019 |  | ZOTH | Sipat Super Thermal Power Proj
Surplus | M8173752012 | CABLE LUG,TUBE TERMINAL,500MM2,ALS-596 | NO | 50 | 2730 | ALUMINIUM LUGS | Others | 2004-11-04 |  | 1019 |  | ZOTH | Sipat Super Thermal Power Proj
Surplus | M8173790997 | CABLE LUG,IN-LINE CONNECTOR,AL,630MM2 | NO | 100 | 534 | ALUMINIUM LUGS | Others | 2015-02-18 |  | 1019 |  | ZOTH | Sipat Super Thermal Power Proj
Surplus | M8173795017 | CABLE LUG,IN-LINE CONNECTOR,AL,ALS-20 | NO | 100 | 11517 | ALUMINIUM LUGS | Others | 2022-07-16 |  | 1019 |  | ZOTH | Sipat Super Thermal Power Proj
Surplus | M8180100578 | CABLE,THERMOCOUPLE EXTN,2P,1.3MM2 | KM | 4.657 | 208685.57 | THERCOUP COMP CABLE | Others | 2009-06-30 |  | 1019 |  | ZOTH | Sipat Super Thermal Power Proj
Surplus | M8182320451 | CO-AXIAL CABLE RG-11(MM)FLEX.R-50-2-A | M | 248 | 4900.48 | RAD FREQ COAXI CABLE | Others | 2007-07-03 |  | 1019 |  | ZOTH | Sipat Super Thermal Power Proj
Surplus | M8185061096 | POLE,LTNG,TUBULAR,STL,OH LINE | NO | 3 | 33900 | TELEPHONE / LAMPPOST | Others | 2012-02-14 |  | 1019 |  | ZOTH | Sipat Super Thermal Power Proj
Surplus | M8185061209 | POLE,LTNG,SWAGED,STL,11M | NO | 3 | 35428.92 | TELEPHONE / LAMPPOST | Others | 2012-08-04 |  | 1019 |  | ZOTH | Sipat Super Thermal Power Proj
Surplus | M8188510117 | CABLE TRAY,LADDER,GI,100MM | M | 185 | 1.85 | CABLE TRAY | Others | 2011-12-24 |  | 1019 |  | ZOTH | Sipat Super Thermal Power Proj
Surplus | M8190010092 | CABLE GLAND,DOUBLE,UNARMD,BRASS,1C | NO | 1 | 300 | FITTG MATLS FOR CABL | Stores Other Then Spares | 2011-06-08 |  | 1019 |  | ZOTS | Sipat Super Thermal Power Proj
Surplus | M8190040062 | TERMINAL BLOCK ASSY,CABLE | NO | 12 | 636 | THERCOUP COMP CABLE | Others | 2006-12-09 |  | 1019 |  | ZOTH | Sipat Super Thermal Power Proj
Surplus | M8191126080 | CABLE GLAND,SINGLE,BRASS,16MM2 | NO | 3 | 900 | CAB GLAND POWE CAB | Others | 2011-06-08 |  | 1019 |  | ZOTH | Sipat Super Thermal Power Proj
Surplus | M8191216158 | CABLE GLAND,DOUBLE,ARMD,BRASS,1C,150MM2 | NO | 3 | 504.9 | CAB GLAND POWE CAB | Component & Spares | 2012-03-23 |  | 1019 |  | ZSPR | Sipat Super Thermal Power Proj
Surplus | M8191226157N | CABLE GLAND,DOUBLE,UNARMD,STRANDED,AL,1C | NO | 447 | 0 | CAB GLAND POWE CAB | Others |  |  | 1019 |  | ZOTH | Sipat Super Thermal Power Proj
Surplus | M8191226184N | CABLE GLAND,DOUBLE,UNARMD,STRANDED,AL,1C | NO | 2008 | 567.81 | CAB GLAND POWE CAB | Others |  |  | 1019 |  | ZOTH | Sipat Super Thermal Power Proj
Surplus | M8191226573N | CABLE GLAND,DOUBLE,UNARMD,BRASS,150MM2 | NO | 685 | 0 | CAB GLAND POWE CAB | Others |  |  | 1019 |  | ZOTH | Sipat Super Thermal Power Proj
Surplus | M8192343545 | CABLE,INSTR,2P,0.5MM2 | M | 966 | 123648 | SPECIAL PURP CABLE | Others | 2010-03-05 |  | 1019 |  | ZOTH | Sipat Super Thermal Power Proj
Surplus | M8192343855 | CABLE,INSTR,48C,0.5MM2 | M | 205 | 20500 | SPECIAL PURP CABLE | Others | 2011-03-19 |  | 1019 |  | ZOTH | Sipat Super Thermal Power Proj
Surplus | M8192363756N | CABLE,INSTR,24C,0.5MM2 | M | 828 | 112624.56 | SPECIAL PURP CABLE | Others |  |  | 1019 |  | ZOTH | Sipat Super Thermal Power Proj
Surplus | M8192505017 | CABLE,SPECIAL,1C31036H03 | NO | 4 | 30356.76 | SPECIAL PURP CABLE | Others | 2014-07-04 |  | 1019 |  | ZOTH | Sipat Super Thermal Power Proj
Surplus | M8192505026 | CABLE,PWR TO ROP,1X00389G10 | NO | 6 | 45919.92 | SPECIAL PURP CABLE | Others | 2014-07-04 |  | 1019 |  | ZOTH | Sipat Super Thermal Power Proj
Surplus | M8192505044 | CABLE,PWR TO CNTRL,1X00390G01 | NO | 3 | 31143.48 | SPECIAL PURP CABLE | Others | 2014-07-04 |  | 1019 |  | ZOTH | Sipat Super Thermal Power Proj
Surplus | M8192505062N | CABLE,HSDO REDUNDANCY,1X00392G01,EMERSON | NO | 26 | 481314.08 | SPECIAL PURP CABLE | Component & Spares |  |  | 1019 |  | ZSPR | Sipat Super Thermal Power Proj
Surplus | M8192505071 | CABLE,HSDO POWER,1X00395G01 | NO | 1 | 426.69 | SPECIAL PURP CABLE | Others | 2012-10-10 |  | 1019 |  | ZOTH | Sipat Super Thermal Power Proj
Surplus | M8192505080 | CABLE,HSDO POWER,1X00395G02 | NO | 1 | 426.69 | SPECIAL PURP CABLE | Others | 2012-10-10 |  | 1019 |  | ZOTH | Sipat Super Thermal Power Proj
Surplus | M8192505099 | CABLE,I/CON,1X00400H01 | NO | 1 | 426.69 | SPECIAL PURP CABLE | Others | 2012-10-10 |  | 1019 |  | ZOTH | Sipat Super Thermal Power Proj
Surplus | M8192505114 | CABLE,IEC POWER,3A98658H06 | NO | 1 | 426.69 | SPECIAL PURP CABLE | Others | 2012-10-10 |  | 1019 |  | ZOTH | Sipat Super Thermal Power Proj
Surplus | M8192505123 | CABLE,IEC POWER,3A98658H07 | NO | 1 | 426.69 | SPECIAL PURP CABLE | Others | 2012-10-10 |  | 1019 |  | ZOTH | Sipat Super Thermal Power Proj
Surplus | M8192505132 | CABLE,OVATION GROUND,3A99419G03 | NO | 1 | 426.69 | SPECIAL PURP CABLE | Others | 2012-10-10 |  | 1019 |  | ZOTH | Sipat Super Thermal Power Proj
Surplus | M8192505141 | CABLE,OVATION GROUND,3A99419G10 | NO | 1 | 426.69 | SPECIAL PURP CABLE | Others | 2012-10-10 |  | 1019 |  | ZOTH | Sipat Super Thermal Power Proj
Surplus | M8192505178 | CABLE,POWER,5A26161G12,EMERSON | NO | 6 | 43468.56 | SPECIAL PURP CABLE | Others | 2014-07-04 |  | 1019 |  | ZOTH | Sipat Super Thermal Power Proj
Surplus | M8192519027 | CABLE,UNINYVIN,ANLD TIN CU,0,BSG177 | M | 80 | 30556 | SPECIAL PURP CABLE | Others | 2015-07-08 |  | 1019 |  | ZOTH | Sipat Super Thermal Power Proj
Surplus | M8192529071 | CABLE,UNINYVIN,CU,109MM2 | M | 80 | 61748.8 | SPECIAL PURP CABLE | Component & Spares | 2015-07-08 |  | 1019 |  | ZSPR | Sipat Super Thermal Power Proj
Surplus | M8192539061 | CABLE,UNINYVIN,68.3MM2 | M | 80 | 38477.6 | SPECIAL PURP CABLE | Component & Spares | 2015-07-08 |  | 1019 |  | ZSPR | Sipat Super Thermal Power Proj
Surplus | M8192559120 | CABLE,UNINYVIN,CU,84.2MM2 | M | 80 | 48097.6 | SPECIAL PURP CABLE | Component & Spares | 2015-07-08 |  | 1019 |  | ZSPR | Sipat Super Thermal Power Proj
Surplus | M8192569110 | CABLE,UNINYVIN,CU,21.5MM2 | M | 100 | 16035 | SPECIAL PURP CABLE | Component & Spares | 2015-08-12 |  | 1019 |  | ZSPR | Sipat Super Thermal Power Proj
Surplus | M8192579100 | CABLE,UNINYVIN,CU,8.75MM2 | M | 100 | 7217 | SPECIAL PURP CABLE | Component & Spares | 2015-07-08 |  | 1019 |  | ZSPR | Sipat Super Thermal Power Proj
Surplus | M8192823542 | CABLE,SPECIAL,4C,0.5MM2 | M | 30 | 3927.6 | SPECIAL PURP CABLE | Others | 2010-03-05 |  | 1019 |  | ZOTH | Sipat Super Thermal Power Proj
Surplus | M8192826152 | CABLE,TRAILING,CU,5C,1.5MM2 | M | 25 | 14125 | SPECIAL PURP CABLE | Others | 2010-08-21 |  | 1019 |  | ZOTH | Sipat Super Thermal Power Proj
Surplus | M8192827766 | CABLE,SPECIAL,CU,RG-6 | M | 110.8 | 0 | SPECIAL PURP CABLE | Others | 2008-05-15 |  | 1019 |  | ZOTH | Sipat Super Thermal Power Proj
Surplus | M8193112100 | CABLE GLAND,SINGLE,ARMD,STRANDED,CU,2C | NO | 10 | 3000 | CAB GLAND CONTL CAB | Others | 2011-06-08 |  | 1019 |  | ZOTH | Sipat Super Thermal Power Proj
Surplus | M8193121258 | CABLE GLAND,5C,1.5MM2 | NO | 1 | 300 | CAB GLAND CONTL CAB | Others | 2011-06-08 |  | 1019 |  | ZOTH | Sipat Super Thermal Power Proj
Surplus | M8193122677 | CABLE GLAND,SINGLE,UNARMD,STRANDED,CU | NO | 12 | 3600 | CAB GLAND CONTL CAB | Others | 2011-06-08 |  | 1019 |  | ZOTH | Sipat Super Thermal Power Proj
Surplus | M8193222090 | CABLE GLAND,DOUBLE,UNARMD,BRASS,CU,2C | NO | 2 | 104.86 | CAB GLAND CONTL CAB | Others | 2011-02-09 |  | 1019 |  | ZOTH | Sipat Super Thermal Power Proj
Surplus | M8193222920 | CABLE GLAND,DOUBLE,UNARMD,STRANDED,CU | NO | 1 | 300 | CAB GLAND CONTL CAB | Component & Spares | 2011-06-08 |  | 1019 |  | ZSPR | Sipat Super Thermal Power Proj
Surplus | M8195232226 | MANUAL CRIMPING TOOL,DOWELLS,CABLE | NO | 1 | 514.37 | TOOLS & ACCESS CABLE | Others | 2011-11-05 |  | 1019 |  | ZOTH | Sipat Super Thermal Power Proj
Surplus | M8195550052 | SELF ADHESIVE BASE,PVC,CABLE TIE | NO | 14 | 269.22 | TOOLS & ACCESS CABLE | Others | 2011-11-05 |  | 1019 |  | ZOTH | Sipat Super Thermal Power Proj
Surplus | M8210131031 | LAMP,FLUOR,6V,10W,COOL DAYLIGHT COOL | NO | 3 | 1138.5 | LAMP FLUORESCENT | Stores Other Then Spares | 2013-03-20 |  | 1019 |  | ZOTS | Sipat Super Thermal Power Proj
Surplus | M8210137075 | LAMP,FLUOR,250V,36W,COOL DAYLIGHT COOL | NO | 5 | 236.85 | LAMP FLUORESCENT | Stores Other Then Spares | 2011-11-22 |  | 1019 |  | ZOTS | Sipat Super Thermal Power Proj
Surplus | M8218712102 | SPOTLIGHT,HALOGEN,50W,12V,SC,PHILIPS | NO | 25 | 1255.5 | OTHER LAMP I | Stores Other Then Spares | 2006-03-09 |  | 1019 |  | ZOTS | Sipat Super Thermal Power Proj
Surplus | M8225011216 | LIGHT FIXTURE,TBC305/236,PHILIPS | NO | 5 | 9334 | COMPOSITE LUMINAIRE | Stores Other Then Spares | 2012-01-17 |  | 1019 |  | ZOTS | Sipat Super Thermal Power Proj
Surplus | M8225530100 | BOX TUBE LIGHT FTG,36/40W,220VAC,1200MM | NO | 1 | 213.2 | COMPOSITE LUMINAIRE | Stores Other Then Spares | 2004-11-22 |  | 1019 |  | ZOTS | Sipat Super Thermal Power Proj
Surplus | M8225530155N | SLIM BOX LUMINAIRE,FLUORESCENT,1X28W,CGL | NO | 7 | 0 | COMPOSITE LUMINAIRE | Stores Other Then Spares |  |  | 1019 |  | ZOTS | Sipat Super Thermal Power Proj
Surplus | M8225534403 | MIR OPTIC LUMINAIRE,FLUORESCENT,2X36W | NO | 17 | 4046.34 | COMPOSITE LUMINAIRE | Stores Other Then Spares | 2012-05-11 |  | 1019 |  | ZOTS | Sipat Super Thermal Power Proj
Surplus | M8225535503 | CEILING LUMINAIRE,CFL,3X36W,SURFACE | NO | 10 | 12678.8 | COMPOSITE LUMINAIRE | Stores Other Then Spares | 2010-02-17 |  | 1019 |  | ZOTS | Sipat Super Thermal Power Proj
Surplus | M8225535600 | CEILING LUMINAIRE,CFL,2X9W,SURFACE | NO | 22 | 9108 | COMPOSITE LUMINAIRE | Stores Other Then Spares | 2007-09-15 |  | 1019 |  | ZOTS | Sipat Super Thermal Power Proj
Surplus | M8228650025 | COMPLETE FITTING OF 22 W CFL WITH LAMP | NO | 8 | 0 | COVER INDICATG LAMP | Stores Other Then Spares | 2006-01-13 |  | 1019 |  | ZOTS | Sipat Super Thermal Power Proj
Surplus | M8270680209 | CONDUIT,CBL,COUPLING BEND,20MM | NO | 10 | 0 | CONDUITS & ACCESSORI | Stores Other Then Spares | 2007-07-03 |  | 1019 |  | ZOTS | Sipat Super Thermal Power Proj
Surplus | M8270750324 | CONDUIT,CBL,RIGID,32MM,PVC | M | 459.9 | 10283.36 | CONDUITS & ACCESSORI | Stores Other Then Spares | 2012-05-29 |  | 1019 |  | ZOTS | Sipat Super Thermal Power Proj
Surplus | M8270790700 | CONDUIT,CBL,RIGID PIPE,150MM,GI | M | 600 | 0 | CONDUITS & ACCESSORI | Stores Other Then Spares |  |  | 1019 |  | ZOTS | Sipat Super Thermal Power Proj
Surplus | M8270790816 | CONDUIT,CBL,RIGID PIPE,200MM,GI | M | 1331.6 | 0 | CONDUITS & ACCESSORI | Stores Other Then Spares |  |  | 1019 |  | ZOTS | Sipat Super Thermal Power Proj
Surplus | M8281020047 | INSUL MAT,FIRE RESIS SLEEVE,10MM | M | 200 | 69806 | ELEC LAMP, FITT&INST | Stores Other Then Spares |  |  | 1019 |  | ZOTS | Sipat Super Thermal Power Proj
Surplus | M8325336402 | CAPACITOR,PAPER,4MFD,250VAC | NO | 625 | 11631.25 | CAPACITIORS PAPER | Component & Spares | 2011-08-19 |  | 1019 |  | ZSPR | Sipat Super Thermal Power Proj
Surplus | M8334335034 | FILTER CHOKE 24V/1560A | NO | 1 | 176631.93 | INDUCTORS | Component & Spares | 2018-06-12 |  | 1019 |  | ZSPR | Sipat Super Thermal Power Proj
Surplus | M8345056902 | THYRISTOR,1100V,600A,C431PA | NO | 34 | 470155.08 | THYRISTOR | Component & Spares | 2013-04-06 |  | 1019 |  | ZSPR | Sipat Super Thermal Power Proj
Surplus | M8360990030 | DIODE,O-RING UNIT,IRKJ56/04A | NO | 10 | 178259.3 | DIODE | Component & Spares | 2019-02-02 |  | 1019 |  | ZSPR | Sipat Super Thermal Power Proj
Surplus | M8360990049 | DIODE,O-RING UNIT,4A,IRKC56/04A | NO | 10 | 178259.3 | DIODE | Component & Spares | 2019-02-02 |  | 1019 |  | ZSPR | Sipat Super Thermal Power Proj
Surplus | M8395304837 | CHOKE,ELEC,OUTPUT,260A,EPI | NO | 2 | 56274.18 | MISC ELECTR DEV & CO | Component & Spares | 2017-01-09 |  | 1019 |  | ZSPR | Sipat Super Thermal Power Proj
Surplus | M8523170501 | INTERMEDIATE PART,C8-2550,ISOLATOR | NO | 8 | 70093.04 | SWYD GENERAL | Component & Spares | 2007-05-11 |  | 1019 |  | ZSPR | Sipat Super Thermal Power Proj
Surplus | M8523170538 | 33 KV PIN INSULATOR WITH LARGE PIN | NO | 131 | 0 | SWYD GENERAL | Component & Spares | 2006-05-24 |  | 1019 |  | ZSPR | Sipat Super Thermal Power Proj
Surplus | M8523170556 | INSULATOR,SWITCH,SOLID CORE PORT,PORCEL | NO | 10 | 28599.9 | SWYD GENERAL | Component & Spares | 2008-11-04 |  | 1019 |  | ZSPR | Sipat Super Thermal Power Proj
Surplus | M8523184168 | STRING INSULATOR,SUB-STN AUT SYS | NO | 1 | 0.01 | SWYD GENERAL | Component & Spares | 2011-10-20 |  | 1019 |  | ZSPR | Sipat Super Thermal Power Proj
Surplus | M8523400703 | PG CLAMP SUITABLE FOR 10.98 MM OD EARTH | NO | 3 | 7317 | SWYD GENERAL | Component & Spares | 2007-05-11 |  | 1019 |  | ZSPR | Sipat Super Thermal Power Proj
Surplus | M8523402480 | VIBRATION DAMPER:FOR ACSR 132 KV | NO | 143 | 1.43 | SWYD GENERAL | Component & Spares | 2012-05-02 |  | 1019 |  | ZSPR | Sipat Super Thermal Power Proj
Surplus | M8523503976 | CORONA BELL,SUB-STN AUT SYS | NO | 1 | 0.01 | SWYD GENERAL | Component & Spares | 2011-12-24 |  | 1019 |  | ZSPR | Sipat Super Thermal Power Proj
Surplus | M8523530600 | SPRING WASHER,AREVA,ISOLATOR | NO | 95 | 56876.5 | SWYD GENERAL | Component & Spares | 2007-05-11 |  | 1019 |  | ZSPR | Sipat Super Thermal Power Proj
Surplus | M8523530655 | ROUND WASHER DIA 31X56 HOT DIP GALVANISE | NO | 96 | 57475.2 | SWYD GENERAL | Component & Spares | 2007-05-11 |  | 1019 |  | ZSPR | Sipat Super Thermal Power Proj
Surplus | M8523582355 | VIBRATION DAMPER,SUB-STN AUT SYS | NO | 53 | 0.53 | SWYD GENERAL | Component & Spares | 2011-12-24 |  | 1019 |  | ZSPR | Sipat Super Thermal Power Proj
Surplus | M8523582489 | PANTHER ACSR VIBRATION DAMPER | NO | 161 | 1.61 | SWYD GENERAL | Component & Spares | 2011-10-20 |  | 1019 |  | ZSPR | Sipat Super Thermal Power Proj
Surplus | M8525110123 | RELAY,BIMETAL THERMAL O/L,4-6.3A | NO | 7 | 6931.19 | THERMAL O/L RELAY | Component & Spares | 2009-11-24 |  | 1019 |  | ZSPR | Sipat Super Thermal Power Proj
Surplus | M8525127211 | RELAY,THERMAL O/L,4.5-7.5A,MN2,L&T | NO | 10 | 13418.1 | THERMAL O/L RELAY | Component & Spares | 2022-05-06 |  | 1019 |  | ZSPR | Sipat Super Thermal Power Proj
Surplus | M8525903101 | RELAY,BIMETAL THERMAL O/L,270-450A,MN12 | NO | 4 | 28955.28 | THERMAL O/L RELAY | Component & Spares | 2014-01-16 |  | 1019 |  | ZSPR | Sipat Super Thermal Power Proj
Surplus | M8544021910 | FUSE LINK,HRC,2A,5X20MM | NO | 22 | 28892.16 | SWITCH GEAR | Component & Spares | 2009-11-04 |  | 1019 |  | ZSPR | Sipat Super Thermal Power Proj
Surplus | M8548208803 | BOARD,DIST,100A,8WAY,2P | NO | 7 | 0 | DISTRIBUTION BOARD | Component & Spares |  |  | 1019 |  | ZSPR | Sipat Super Thermal Power Proj
Surplus | M8548210871 | BOARD,DIST,200A,10WAY,2P | NO | 1 | 0.01 | DISTRIBUTION BOARD | Component & Spares |  |  | 1019 |  | ZSPR | Sipat Super Thermal Power Proj
Surplus | M8549915407 | SWITCH,ISOLATING,32A | NO | 15 | 27830.25 | ISOLATING SWITCH | Component & Spares | 2013-11-30 |  | 1019 |  | ZSPR | Sipat Super Thermal Power Proj
Surplus | M8550016515 | SWITCH SRP135VS | NO | 14 | 11722.2 | SELECTOR SWITCH | Component & Spares | 2023-03-09 |  | 1019 |  | ZSPR | Sipat Super Thermal Power Proj
Surplus | M8550127514 | SWITCH,RTRY,ON-OFF,DP | NO | 1 | 37271.81 | SELECTOR SWITCH | Component & Spares | 2012-04-10 |  | 1019 |  | ZSPR | Sipat Super Thermal Power Proj
Surplus | M8552105996 | SWITCH,LMT,1WAY,240V,10A,GE | NO | 3 | 69446.01 | LIMIT SWITCH | Component & Spares | 2007-05-11 |  | 1019 |  | ZSPR | Sipat Super Thermal Power Proj
Surplus | M8552108676 | SWITCH,LMT,1WAY,24V,LSD2F,HONEYWELL | NO | 75 | 50236.5 | LIMIT SWITCH | Component & Spares | 2018-02-07 |  | 1019 |  | ZSPR | Sipat Super Thermal Power Proj
Surplus | M8555990064 | SFU,TPN,FN630,F/DIN TYPE FUSE HN,SIZE:3 | NO | 2 | 38511.5 | SWITCH DISCON FUSE U | Component & Spares | 2016-06-09 |  | 1019 |  | ZSPR | Sipat Super Thermal Power Proj
Surplus | M8558185011 | SWITCH,AIR BREAK,DP,3KA10,SIEMENS | NO | 2 | 55500 | MISC SWITCH (PART 1 | Component & Spares | 2007-11-28 |  | 1019 |  | ZSPR | Sipat Super Thermal Power Proj
Surplus | M8567085117 | RESET PUSH BUTTON,EPB501002,GE | NO | 150 | 0 | CONTROL ACCESSORIES | Component & Spares |  |  | 1019 |  | ZSPR | Sipat Super Thermal Power Proj
Surplus | M8567105112 | PUSH BUTTON YELLOW,2AF, 22.5MM, TEKNIC | NO | 100 | 32000 | CONTROL ACCESSORIES | Component & Spares | 2010-03-28 |  | 1019 |  | ZSPR | Sipat Super Thermal Power Proj
Surplus | M8567130044 | PUSH BUTTON ACTUATOR,RASS | NO | 2 | 3540 | CONTROL ACCESSORIES | Component & Spares | 2020-05-21 |  | 1019 |  | ZSPR | Sipat Super Thermal Power Proj
Surplus | M8568221765 | ADDER CONTACT BLOCK,700-CPM,CONTACTOR | NO | 10 | 58795.2 | SPARES/ACCESS LT SG | Component & Spares | 2015-03-26 |  | 1019 |  | ZSPR | Sipat Super Thermal Power Proj
Surplus | M8568908518 | TERMINAL BLOCK,CATDM 4 | NO | 599 | 36161.63 | SPARES/ACCESS LT SG | Component & Spares | 2015-12-07 |  | 1019 |  | ZSPR | Sipat Super Thermal Power Proj
Surplus | M8568956809 | PRIMARY DISCONNECT POWER | SET | 4 | 59600 | SPARES/ACCESS LT SG | Component & Spares | 2012-02-14 |  | 1019 |  | ZSPR | Sipat Super Thermal Power Proj
Surplus | M8571150469 | SPARE COIL,KM5EJ,GE,CONTACTOR | NO | 11 | 59289.34 | SWITCH GEAR | Component & Spares | 2013-05-25 |  | 1019 |  | ZSPR | Sipat Super Thermal Power Proj
Surplus | M8574051622 | REAR TERMINAL,MPROCRTM10,GE,ACB,MPRO | NO | 6 | 40036.26 | SWITCH GEAR | Component & Spares | 2018-04-09 |  | 1019 |  | ZSPR | Sipat Super Thermal Power Proj
Surplus | M8574400136 | SLID CONTACT MOVING,1SDA063403R1,ABB | NO | 11 | 39397.49 | SWITCH GEAR | Component & Spares | 2021-07-05 |  | 1019 |  | ZSPR | Sipat Super Thermal Power Proj
Surplus | M8583952217 | SCREW,ISOLATOR,U.5737 | NO | 30 | 17961 | SWITCH GEAR | Component & Spares | 2007-05-11 |  | 1019 |  | ZSPR | Sipat Super Thermal Power Proj
Surplus | M8586046702 | FIXED CONTACT,ABB,SF6 CB,HPA 1240C | NO | 6 | 37703.52 | SPAREFOR SF6 CKT BRE | Component & Spares | 2011-07-08 |  | 1019 |  | ZSPR | Sipat Super Thermal Power Proj
Surplus | M8586326495 | INSULATOR GASKET,CB,765KV | NO | 110 | 7663.46 | SPAREFOR SF6 CKT BRE | Component & Spares | 2007-11-03 |  | 1019 |  | ZSPR | Sipat Super Thermal Power Proj
Surplus | M8592430108 | AUXILIARY SWITCH,ISOLATOR | NO | 6 | 69446.04 | SPARE & ACCE EHV SG | Component & Spares | 2013-02-19 |  | 1019 |  | ZSPR | Sipat Super Thermal Power Proj
Surplus | M8592470478 | COPPER CONTACT FINGERS FOR FEMALE 132KV | NO | 1 | 54948 | SPARE & ACCE EHV SG | Component & Spares | 2009-03-30 |  | 1019 |  | ZSPR | Sipat Super Thermal Power Proj
Surplus | M8592470876 | SUPPORT INSULATOR STACK FOR 132KV ISOL | NO | 1 | 28617 | SPARE & ACCE EHV SG | Component & Spares | 2009-03-30 |  | 1019 |  | ZSPR | Sipat Super Thermal Power Proj
Surplus | M8593730166 | ANGULAR TERMINAL CONNECTOR FOR QUAD BULL | NO | 3 | 37743.99 | SWITCH GEAR | Component & Spares | 2007-05-11 |  | 1019 |  | ZSPR | Sipat Super Thermal Power Proj
Surplus | M8595485189 | INTERFACE CABLE FOR DO/DI MODL LAPP MAKE | NO | 1 | 27473 | SPARES PROTE DEVICE | Component & Spares | 2008-05-15 |  | 1019 |  | ZSPR | Sipat Super Thermal Power Proj
Surplus | M8596512336 | FLEXIBLE TERMINAL CONNECTOR,2750A,3PH | NO | 2 | 38304.78 | SWITCH GEAR | Component & Spares | 2010-02-01 |  | 1019 |  | ZSPR | Sipat Super Thermal Power Proj
Surplus | M8596561170 | TERMINAL CONNECTOR,0.415KV,3200A | NO | 1 | 25380 | SWITCH GEAR | Component & Spares | 2013-02-04 |  | 1019 |  | ZSPR | Sipat Super Thermal Power Proj
Surplus | M8596812346 | BUSHING SEAL,ABOND,3.3KV,2750A | NO | 1 | 0 | SWITCH GEAR | Component & Spares | 2011-11-15 |  | 1019 |  | ZSPR | Sipat Super Thermal Power Proj
Surplus | M8597131336 | SUPPORT INSULATOR,415V,630A,BUS DUCT | NO | 29 | 23148.09 | BUSDUCT & ACCESS | Component & Spares | 2015-07-14 |  | 1019 |  | ZSPR | Sipat Super Thermal Power Proj
Surplus | M8597168990 | BUS POST INSULATOR,132KV | NO | 2 | 57806 | BUSDUCT & ACCESS | Component & Spares | 2006-03-31 |  | 1019 |  | ZSPR | Sipat Super Thermal Power Proj
Surplus | M8612144063 | MOTOR,SQ CAGE IND,415VAC,3PH,S2,90S,4P | NO | 7 | 72715.37 | SLPRNGINDMO415V30-90 | Component & Spares | 2010-11-22 |  | 1019 |  | ZSPR | Sipat Super Thermal Power Proj
Surplus | M8612414082 | MTR: SCI,415VAC,3PH,HX160MLB4I,B3,F,15KW | NO | 1 | 28231 | SLPRNGINDMO415V30-90 | Component & Spares | 2009-07-24 |  | 1019 |  | ZSPR | Sipat Super Thermal Power Proj
Surplus | M8636056008 | STATOR,INDUSYND,MOTOR,TH35650 | NO | 6 | 36958.68 | MOTORS | Component & Spares | 2018-10-11 |  | 1019 |  | ZSPR | Sipat Super Thermal Power Proj
Surplus | M8636056014 | OIL SEAL,INDUSYND,MOTOR,TH35650 | NO | 6 | 6695.7 | MOTORS | Component & Spares | 2018-10-11 |  | 1019 |  | ZSPR | Sipat Super Thermal Power Proj
Surplus | M8641050124 | DRIVING SHAFT,472314,CALZONI PARKER | NO | 2 | 56516.12 | 1PH CAP STAT MTR>25K | Component & Spares | 2017-01-03 |  | 1019 |  | ZSPR | Sipat Super Thermal Power Proj
Surplus | M8720767014 | CT:250/1/1A,11KV:15VA/1.0-15VA,5P20 | NO | 9 | 59663.97 | "CT PRI CUR<500A,V<2 | Component & Spares | 2012-10-25 |  | 1019 |  | ZSPR | Sipat Super Thermal Power Proj
Surplus | M8721456005 | XFMR,CURR,1600/5A,21KV,30VA,CL-5P20 | NO | 3 | 31517.76 | "CT PRI CUR>500A,V<2 | Component & Spares | 2010-02-01 |  | 1019 |  | ZSPR | Sipat Super Thermal Power Proj
Surplus | M8721629409 | XFMR,CURR,15VA,CL-1.0 | NO | 3 | 38561.64 | "CT PRI CUR>500A,V<2 | Component & Spares | 2010-03-16 |  | 1019 |  | ZSPR | Sipat Super Thermal Power Proj
Surplus | M8723237808 | XFMR,CURR,1000/1A,24KV,CL-PS | NO | 3 | 39973.65 | "CT PRI CUR>500A,V>2 | Component & Spares | 2010-03-13 |  | 1019 |  | ZSPR | Sipat Super Thermal Power Proj
Surplus | M8723977928 | XFMR,CURR,EPOXY RESIN CAST,20000/5A,75VA | NO | 3 | 35360.64 | "CT PRI CUR>500A,V>2 | Component & Spares | 2010-02-01 |  | 1019 |  | ZSPR | Sipat Super Thermal Power Proj
Surplus | M8730359030 | XFMR,CTRL,1PH,415V,230V,7.5KVA | NO | 1 | 71029.7 | MISC. TRANSFORMER | Component & Spares | 2011-03-22 |  | 1019 |  | ZSPR | Sipat Super Thermal Power Proj
Surplus | M8730360005 | XFMR,CTRL,415V,110V,5KVA | NO | 2 | 37712.64 | MISC. TRANSFORMER | Component & Spares | 2014-02-15 |  | 1019 |  | ZSPR | Sipat Super Thermal Power Proj
Surplus | M8731300305 | XFMR,CTRL,1PH,440V,240V,1500VA | NO | 1 | 38156.24 | TRANSFORMERS | Component & Spares | 2011-03-22 |  | 1019 |  | ZSPR | Sipat Super Thermal Power Proj
Surplus | M8752826504 | WINDING TEMP INDCATR,TRIL,XFMR | NO | 3 | 38039.64 | TRANSFORMERS | Component & Spares | 2017-01-31 |  | 1019 |  | ZSPR | Sipat Super Thermal Power Proj
Surplus | M9002400436 | RELAY,AUXILIARY,240VAC,3NO+3NC | NO | 3 | 41821.38 | AUXILIARY RELAY | Component & Spares | 2014-12-09 |  | 1019 |  | ZSPR | Sipat Super Thermal Power Proj
Surplus | M9008010019N | RELAY,THERMAL OVERLOAD,0.65-1.1A,RT1D | NO | 25 | 0 |  | Component & Spares |  |  | 1019 |  | ZSPR | Sipat Super Thermal Power Proj
Surplus | M9080071944 | RELAY,AUXILIARY,6A,24VDC,LZX:PT570024 | NO | 3 | 35376.12 | AUXILIARY RELAY | Component & Spares | 2011-08-09 |  | 1019 |  | ZSPR | Sipat Super Thermal Power Proj
Surplus | M9205200055 | LEAD ACID BATTERY 2V,300 AH | NO | 4 | 0 | ST LEAD ACID BAT TUB | Others | 2010-03-31 |  | 1019 |  | ZOTH | Sipat Super Thermal Power Proj
Surplus | M9244196003 | NETMON CARD,DB POWER,UPS | NO | 2 | 6906 | UPS AND POWER BACKUP | Component & Spares | 2006-03-23 |  | 1019 |  | ZSPR | Sipat Super Thermal Power Proj
Surplus | M9244196027 | DATA LOGGER CARD,UPS,60KVA | NO | 3 | 6906 | UPS AND POWER BACKUP | Component & Spares | 2012-08-02 |  | 1019 |  | ZSPR | Sipat Super Thermal Power Proj
Surplus | M9244196030 | BAT EARTH FAULT CARD,DB POWER,UPS | NO | 2 | 6906 | UPS AND POWER BACKUP | Component & Spares | 2006-03-23 |  | 1019 |  | ZSPR | Sipat Super Thermal Power Proj
Surplus | M9244196031 | TEMPERATURE SENSOR,DB POWER,UPS | NO | 2 | 6906 | UPS AND POWER BACKUP | Component & Spares | 2006-03-23 |  | 1019 |  | ZSPR | Sipat Super Thermal Power Proj
Surplus | M9244196032 | RESISTOR CARD,DB POWER,UPS | NO | 2 | 6906 | UPS AND POWER BACKUP | Component & Spares | 2006-03-23 |  | 1019 |  | ZSPR | Sipat Super Thermal Power Proj
Surplus | M9244196033 | FUSE FAIL DET CARD,CHHABI | NO | 2 | 6906 | UPS AND POWER BACKUP | Component & Spares | 2006-03-23 |  | 1019 |  | ZSPR | Sipat Super Thermal Power Proj
Surplus | M9244196034 | PIC TIMER CARD,DB POWER,UPS | NO | 2 | 6906 | UPS AND POWER BACKUP | Component & Spares | 2006-03-23 |  | 1019 |  | ZSPR | Sipat Super Thermal Power Proj
Surplus | M9244196035 | DRIVER CONVERTR CARD,DB POWER,UPS | NO | 2 | 6906 | UPS AND POWER BACKUP | Component & Spares | 2006-03-23 |  | 1019 |  | ZSPR | Sipat Super Thermal Power Proj
Surplus | M9244196037 | SPLY CARD(PB74,PB75),UPS | NO | 2 | 6906 | UPS AND POWER BACKUP | Component & Spares | 2006-03-23 |  | 1019 |  | ZSPR | Sipat Super Thermal Power Proj
Surplus | M9244196038 | TEMP SENSOR CARD,DB POWER,UPS | NO | 2 | 6906 | UPS AND POWER BACKUP | Component & Spares | 2006-03-23 |  | 1019 |  | ZSPR | Sipat Super Thermal Power Proj
Surplus | M9244196039 | HOOTER CARD(PB14),DB POWER,UPS | NO | 2 | 6906 | UPS AND POWER BACKUP | Component & Spares | 2006-03-23 |  | 1019 |  | ZSPR | Sipat Super Thermal Power Proj
Surplus | M9244196042 | INTERFACE CARD(PB10),UPS | NO | 2 | 6906 | UPS AND POWER BACKUP | Component & Spares | 2006-03-23 |  | 1019 |  | ZSPR | Sipat Super Thermal Power Proj
Surplus | M9244196044 | PFC CARD,DB POWER,UPS | NO | 2 | 6906 | UPS AND POWER BACKUP | Component & Spares | 2006-03-23 |  | 1019 |  | ZSPR | Sipat Super Thermal Power Proj
Surplus | M9244196065 | HALL DEVICE 200A 4V HBO200 | NO | 3 | 7251.39 | UPS AND POWER BACKUP | Component & Spares | 2011-09-28 |  | 1019 |  | ZSPR | Sipat Super Thermal Power Proj
Surplus | M9244196089 | AC CAPACITOR,HIREL,UPS | NO | 8 | 17766 | UPS AND POWER BACKUP | Component & Spares | 2019-07-06 |  | 1019 |  | ZSPR | Sipat Super Thermal Power Proj
Surplus | M9244206017 | CONTROL TRANSFORMER,HIREL,UPS | NO | 2 | 9062.7 | UPS AND POWER BACKUP | Component & Spares | 2012-08-11 |  | 1019 |  | ZSPR | Sipat Super Thermal Power Proj
Surplus | M9244206042 | FILTER CHOKE 24V/365A | NO | 2 | 166593.62 | UPS AND POWER BACKUP | Component & Spares | 2018-06-12 |  | 1019 |  | ZSPR | Sipat Super Thermal Power Proj
Surplus | M9244286006 | BUFFER DRIVER CARD,4198140098ZZ,HIREL | NO | 2 | 2000 | UPS AND POWER BACKUP | Component & Spares | 2012-05-04 |  | 1019 |  | ZSPR | Sipat Super Thermal Power Proj
Surplus | M9244286017 | MCCB,HIREL,UPS,I4 (HR-XP-5) | NO | 1 | 100 | UPS AND POWER BACKUP | Component & Spares | 2012-05-04 |  | 1019 |  | ZSPR | Sipat Super Thermal Power Proj
Surplus | M9244300036 | SCR CHARGER,HIREL,UPS | NO | 33 | 126527.94 | UPS AND POWER BACKUP | Component & Spares | 2022-12-20 |  | 1019 |  | ZSPR | Sipat Super Thermal Power Proj
Surplus | M9244300053 | FUSE,HIREL,UPS,GSG 1000/150,150A | NO | 6 | 9336.3 | UPS AND POWER BACKUP | Component & Spares | 2012-12-18 |  | 1019 |  | ZSPR | Sipat Super Thermal Power Proj
Surplus | M9244300057 | FUSE,HIREL,UPS,15KVA | NO | 4 | 400 | UPS AND POWER BACKUP | Component & Spares | 2012-05-04 |  | 1019 |  | ZSPR | Sipat Super Thermal Power Proj
Surplus | M9244306021 | IGBT,23010075060000000B3L,HI-REL,UPS | NO | 3 | 97526.19 | UPS AND POWER BACKUP | Component & Spares | 2015-08-03 |  | 1019 |  | ZSPR | Sipat Super Thermal Power Proj
Surplus | M9244306031 | CHARGER SNUBBER CARD,HIREL,UPS,I4 | NO | 2 | 5000 | UPS AND POWER BACKUP | Component & Spares | 2010-03-11 |  | 1019 |  | ZSPR | Sipat Super Thermal Power Proj
Surplus | M9244306074 | FUSE,HIREL,UPS,1000/110A | NO | 15 | 4085.4 | UPS AND POWER BACKUP | Component & Spares | 2012-12-18 |  | 1019 |  | ZSPR | Sipat Super Thermal Power Proj
Surplus | M9244306075 | CAPACITOR,HIREL,UPS,3300MFD/450VDC | NO | 10 | 43108.9 | UPS AND POWER BACKUP | Component & Spares | 2014-06-04 |  | 1019 |  | ZSPR | Sipat Super Thermal Power Proj
Surplus | M9244400014 | FUSE,EMERSON,UPS,1A,500V | NO | 126 | 13899.06 | UPS AND POWER BACKUP | Component & Spares | 2022-12-20 |  | 1019 |  | ZSPR | Sipat Super Thermal Power Proj
Surplus | M9244481029 | BOOSTER CHOKE,L5,DB ELEC,UPS | NO | 3 | 173901.57 | UPS AND POWER BACKUP | Component & Spares | 2017-01-09 |  | 1019 |  | ZSPR | Sipat Super Thermal Power Proj
Surplus | M9244516007 | IGBT,23010300060002L,HI-REL,UPS | NO | 57 | 1370133.51 | UPS AND POWER BACKUP | Component & Spares | 2022-12-20 |  | 1019 |  | ZSPR | Sipat Super Thermal Power Proj
Surplus | M9244516009 | GATE DRIVER CARD,41005047000BOZZ,HIREL | NO | 2 | 2000 | UPS AND POWER BACKUP | Component & Spares | 2012-05-04 |  | 1019 |  | ZSPR | Sipat Super Thermal Power Proj
Surplus | M9244516014 | SMPS CARD,41005080000BOZZ,HIREL,UPS | NO | 2 | 2000 | UPS AND POWER BACKUP | Component & Spares | 2012-05-04 |  | 1019 |  | ZSPR | Sipat Super Thermal Power Proj
Surplus | M9244921105 | CERAMIC FUSE,08120003050020L,HIREL,UPS | NO | 30 | 707.7 | UPS AND POWER BACKUP | Component & Spares | 2015-08-03 |  | 1019 |  | ZSPR | Sipat Super Thermal Power Proj
Surplus | M9244921111 | THERMAL SWITCH,1000L20L21090CL,HIREL,UPS | NO | 4 | 8104.6 | UPS AND POWER BACKUP | Component & Spares | 2013-04-25 |  | 1019 |  | ZSPR | Sipat Super Thermal Power Proj
Surplus | M9244921112 | RELAY,22RA000R000000L,HIREL,UPS | NO | 2 | 3233.28 | UPS AND POWER BACKUP | Component & Spares | 2012-12-18 |  | 1019 |  | ZSPR | Sipat Super Thermal Power Proj
Surplus | M9244921113 | RELAY SOCKET,22RB0000000008L,HIREL,UPS | NO | 2 | 691.66 | UPS AND POWER BACKUP | Component & Spares | 2012-12-18 |  | 1019 |  | ZSPR | Sipat Super Thermal Power Proj
Surplus | M9244921122 | CONTROL TRANSFORMER,30001002300180L,UPS | NO | 4 | 36895.6 | UPS AND POWER BACKUP | Component & Spares | 2015-08-03 |  | 1019 |  | ZSPR | Sipat Super Thermal Power Proj
Surplus | M9244921143 | FUSE,086001500600O0L,HIREL,UPS | NO | 27 | 559.44 | UPS AND POWER BACKUP | Component & Spares | 2015-08-03 |  | 1019 |  | ZSPR | Sipat Super Thermal Power Proj
Surplus | M9244921147 | DD BLOCK,231100561600000L,HIREL,UPS | NO | 3 | 28388.04 | UPS AND POWER BACKUP | Component & Spares | 2015-08-03 |  | 1019 |  | ZSPR | Sipat Super Thermal Power Proj
Surplus | M9244921148 | TT BLOCK,23210056160000L,HIREL,UPS | NO | 8 | 84438.48 | UPS AND POWER BACKUP | Component & Spares | 2015-08-03 |  | 1019 |  | ZSPR | Sipat Super Thermal Power Proj
Surplus | M9253225009 | INTER PHASE XFMR,CHHABI,BATTERY CHARGER | NO | 1 | 166863.7 | UPS AND POWER BACKUP | Component & Spares | 2012-09-03 |  | 1019 |  | ZSPR | Sipat Super Thermal Power Proj
Surplus | M9253432138 | PBA SEQUENCE BOARD,20220000002,EHW | NO | 6 | 371400 | UPS AND POWER BACKUP | Component & Spares | 2013-06-19 |  | 1019 |  | ZSPR | Sipat Super Thermal Power Proj
Surplus | M9253432139 | ALARM INDICATR BOARD,202020000006 | NO | 10 | 180348 | UPS AND POWER BACKUP | Component & Spares | 2013-04-06 |  | 1019 |  | ZSPR | Sipat Super Thermal Power Proj
Surplus | M9253432143 | PCB CNTRL BOARD,202040000626,EHW | NO | 6 | 210000 | UPS AND POWER BACKUP | Component & Spares | 2013-04-06 |  | 1019 |  | ZSPR | Sipat Super Thermal Power Proj
Surplus | M9253432189 | DCL-1PH,50HZ,0.05MH,700A | NO | 2 | 67449.14 | UPS AND POWER BACKUP | Component & Spares | 2012-04-10 |  | 1019 |  | ZSPR | Sipat Super Thermal Power Proj
Surplus | M9253471101 | HRC FUSE,08600110060000L,HIREL | NO | 40 | 51181.2 | UPS AND POWER BACKUP | Component & Spares | 2015-08-03 |  | 1019 |  | ZSPR | Sipat Super Thermal Power Proj
Surplus | M9253471102 | FUSE MOUNTING KIT,08Z000000000G0L,HIREL | NO | 10 | 11231.2 | UPS AND POWER BACKUP | Component & Spares | 2015-08-03 |  | 1019 |  | ZSPR | Sipat Super Thermal Power Proj
Surplus | M9253471105 | DD BLOCK,23110056160000L,HIREL | NO | 2 | 20720.64 | UPS AND POWER BACKUP | Component & Spares | 2012-12-18 |  | 1019 |  | ZSPR | Sipat Super Thermal Power Proj
Surplus | M9253471106 | TT BLOCK,23210056160000L,HIREL | NO | 2 | 23483.26 | UPS AND POWER BACKUP | Component & Spares | 2012-12-18 |  | 1019 |  | ZSPR | Sipat Super Thermal Power Proj
Surplus | M9253472119 | CHARGER CARD,41005207000G0ZE,HIREL | NO | 2 | 2000 | UPS AND POWER BACKUP | Component & Spares | 2012-12-04 |  | 1019 |  | ZSPR | Sipat Super Thermal Power Proj
Surplus | M9253472129 | SCVS CONTROL CARD,4100512900000ZZ,HI-REL | NO | 1 | 55560.81 | UPS AND POWER BACKUP | Component & Spares | 2015-08-03 |  | 1019 |  | ZSPR | Sipat Super Thermal Power Proj
Surplus | M9290110804 | BATTERY CABINET,HIREL,UPS | NO | 9 | 4140 | UPS&BATTE SPRS&ACCES | Component & Spares | 2006-03-23 |  | 1019 |  | ZSPR | Sipat Super Thermal Power Proj
Surplus | M9290255501 | VENT PLUG,BATTERY | NO | 40 | 1560 | UPS&BATTE SPRS&ACCES | Others | 2006-03-30 |  | 1019 |  | ZOTH | Sipat Super Thermal Power Proj
Surplus | M9290310756 | CONNECTOR,LEAD ACID BATTERY | NO | 24 | 29208 | UPS&BATTE SPRS&ACCES | Others | 2010-03-16 |  | 1019 |  | ZOTH | Sipat Super Thermal Power Proj
Surplus | M9290310950 | CELL INSULATOR,BATTERY | NO | 44 | 1760 | UPS&BATTE SPRS&ACCES | Others | 2006-03-17 |  | 1019 |  | ZOTH | Sipat Super Thermal Power Proj
Surplus | M9406079997 | MOISTURE SENSOR,SAND | NO | 1 | 471839.82 | VAR METER | Component & Spares | 2016-09-02 |  | 1019 |  | ZSPR | Sipat Super Thermal Power Proj
Surplus | M9414196004 | INTER FACING CABLE-12,BHEL,F/STATCON-E | NO | 2 | 6691.52 | CONTROL & INSTRUMENT | Component & Spares | 2009-10-23 |  | 1019 |  | ZSPR | Sipat Super Thermal Power Proj
Surplus | M9414196006 | INTER FACING CABLE-04,BHEL,F/STATCON-E | NO | 5 | 16630.5 | CONTROL & INSTRUMENT | Component & Spares | 2009-10-23 |  | 1019 |  | ZSPR | Sipat Super Thermal Power Proj
Surplus | M9414196009 | INTERFACING CABLE,BHEL | NO | 3 | 10004.52 | CONTROL & INSTRUMENT | Component & Spares | 2009-10-23 |  | 1019 |  | ZSPR | Sipat Super Thermal Power Proj
Surplus | M9414196016 | INTER FACING CABLE-06,BHEL,F/RAPCON | NO | 2 | 6698.8 | CONTROL & INSTRUMENT | Component & Spares | 2010-02-08 |  | 1019 |  | ZSPR | Sipat Super Thermal Power Proj
Surplus | M9414196019 | INTER FACING CABLE-08,BHEL,F/RAPCON | NO | 2 | 6698.8 | CONTROL & INSTRUMENT | Component & Spares | 2010-02-08 |  | 1019 |  | ZSPR | Sipat Super Thermal Power Proj
Surplus | M9414196022 | INTER FACING CABLE-04,BHEL,F/RAPCON | NO | 2 | 6698.8 | CONTROL & INSTRUMENT | Component & Spares | 2010-02-08 |  | 1019 |  | ZSPR | Sipat Super Thermal Power Proj
Surplus | M9414196024 | KEY BOARD,F/IOS/DATA LOGGER | NO | 3 | 39783 | CONTROL & INSTRUMENT | Component & Spares | 2011-06-09 |  | 1019 |  | ZSPR | Sipat Super Thermal Power Proj
Surplus | M9414196048 | INTER FACING CABLE,8 | NO | 1 | 3313 | CONTROL & INSTRUMENT | Component & Spares | 2009-01-31 |  | 1019 |  | ZSPR | Sipat Super Thermal Power Proj
Surplus | M9414196049 | INTER FACING CABLE,6 | NO | 1 | 3313 | CONTROL & INSTRUMENT | Component & Spares | 2009-01-31 |  | 1019 |  | ZSPR | Sipat Super Thermal Power Proj
Surplus | M9414196050 | INTER FACING CABLE,4 | NO | 3 | 48312.99 | CONTROL & INSTRUMENT | Component & Spares | 2010-10-25 |  | 1019 |  | ZSPR | Sipat Super Thermal Power Proj
Surplus | M9414256007 | INTER FACING CABLE-3,BHEL | NO | 3 | 10011.78 | CONTROL & INSTRUMENT | Component & Spares | 2010-02-08 |  | 1019 |  | ZSPR | Sipat Super Thermal Power Proj
Surplus | M9414456005 | POWER CONTACTOR,3TF5202-OAFO,SIEMENS | NO | 2 | 22878.28 | CONTROL & INSTRUMENT | Component & Spares | 2009-11-13 |  | 1019 |  | ZSPR | Sipat Super Thermal Power Proj
Surplus | M9414456012 | RELAY,OVER CURRENT,DEFINITE TIME | NO | 1 | 38188 | CONTROL & INSTRUMENT | Component & Spares | 2003-06-03 |  | 1019 |  | ZSPR | Sipat Super Thermal Power Proj
Surplus | M9414996047 | AMMETER,ML-96,0-800A,LC:20A | NO | 3 | 7076.37 | CONTROL & INSTRUMENT | Component & Spares | 2010-10-27 |  | 1019 |  | ZSPR | Sipat Super Thermal Power Proj
Surplus | M9418002077 | SENSOR ASSY,KENT INTROL,TRANSMITTER | NO | 2 | 159251.26 | TRANSMITTER SPARES | Component & Spares | 2014-03-11 |  | 1019 |  | ZSPR | Sipat Super Thermal Power Proj
Surplus | M9418256284 | INSULATED ROD PROBE,DA2PACIFBTZ3000 | NO | 4 | 63466.32 | TRANSMITTER SPARES | Component & Spares | 2010-09-22 |  | 1019 |  | ZSPR | Sipat Super Thermal Power Proj
Surplus | M9418256300 | COAL FLOW SENSOR,15-0001 | NO | 6 | 1947023.7 | TRANSMITTER SPARES | Component & Spares | 2017-03-31 |  | 1019 |  | ZSPR | Sipat Super Thermal Power Proj
Surplus | M9418256301 | AIR FLOW SENSOR,SMT-100 | NO | 3 | 752371.44 | TRANSMITTER SPARES | Component & Spares | 2017-03-31 |  | 1019 |  | ZSPR | Sipat Super Thermal Power Proj
Surplus | M9418256303 | C4-CONNECTION BOX,66-1050 | NO | 3 | 395332.83 | TRANSMITTER SPARES | Component & Spares | 2017-03-31 |  | 1019 |  | ZSPR | Sipat Super Thermal Power Proj
Surplus | M9418256305 | FLOW COMPUTING UNIT,15-0610 | NO | 2 | 423844.52 | TRANSMITTER SPARES | Component & Spares | 2017-03-31 |  | 1019 |  | ZSPR | Sipat Super Thermal Power Proj
Surplus | M9418306011 | PCB,24620503A,TRANSMITTER | NO | 6 | 41339.28 | TRANSMITTER SPARES | Component & Spares | 2009-08-10 |  | 1019 |  | ZSPR | Sipat Super Thermal Power Proj
Surplus | M9418306013 | LED LAMP,AL-2462,TRANSMITTER | NO | 65 | 3316.95 | TRANSMITTER SPARES | Component & Spares | 2009-08-10 |  | 1019 |  | ZSPR | Sipat Super Thermal Power Proj
Surplus | M9418306014 | LED LAMP,GL-2462,TRANSMITTER | NO | 65 | 3316.95 | TRANSMITTER SPARES | Component & Spares | 2009-08-10 |  | 1019 |  | ZSPR | Sipat Super Thermal Power Proj
Surplus | M9418306015 | LED LAMP,RL-2462,TRANSMITTER | NO | 65 | 3316.95 | TRANSMITTER SPARES | Component & Spares | 2009-08-10 |  | 1019 |  | ZSPR | Sipat Super Thermal Power Proj
Surplus | M9418406147 | ELEC CONTROLLER,EIP,550,F/LEVEL SENSING | NO | 3 | 20613.33 | TRANSMITTER SPARES | Component & Spares | 2008-06-02 |  | 1019 |  | ZSPR | Sipat Super Thermal Power Proj
Surplus | M9418406551 | ELECTRODE,246785A,TRANSMITTER | NO | 25 | 172247 | TRANSMITTER SPARES | Component & Spares | 2009-08-10 |  | 1019 |  | ZSPR | Sipat Super Thermal Power Proj
Surplus | M9418566210 | 2-VALVE MANIFOLD,1151AP4S22B1M7Q4,1151 | NO | 16 | 13108 | TRANSMITTER SPARES | Component & Spares | 2012-09-19 |  | 1019 |  | ZSPR | Sipat Super Thermal Power Proj
Surplus | M9418566211 | 3-VALVE MANIFOLD,ROSEMOUNT,TRANSMITTER | NO | 4 | 3277 | TRANSMITTER SPARES | Component & Spares | 2012-09-19 |  | 1019 |  | ZSPR | Sipat Super Thermal Power Proj
Surplus | M9419106002 | BLOCKING UNIT,103191222200,CCI | NO | 6 | 558716.58 | BYPASS SYSTEM | Component & Spares | 2018-05-30 |  | 1019 |  | ZSPR | Sipat Super Thermal Power Proj
Surplus | M9419121285 | SPRING,P ROD ASM-100-10-3,ACTUATOR | NO | 4 | 212204.64 | BYPASS SYSTEM | Component & Spares | 2013-07-27 |  | 1019 |  | ZSPR | Sipat Super Thermal Power Proj
Surplus | M9419236039 | SCREW HEX SOC PM 4 X5 FOR PS OF LPBP | NO | 2 | 252 | BYPASS SYSTEM | Component & Spares |  |  | 1019 |  | ZSPR | Sipat Super Thermal Power Proj
Surplus | M9419306006 | SAFETY CTRL UNIT,SSB 10-1,CCI | NO | 2 | 294862.86 | BYPASS SYSTEM | Component & Spares | 2012-04-16 |  | 1019 |  | ZSPR | Sipat Super Thermal Power Proj
Surplus | M9419346003 | WELD NIPPLE,1-22-600-01065&17,SS,SKO 20 | NO | 3 | 1185.63 | BYPASS SYSTEM | Component & Spares | 2012-02-09 |  | 1019 |  | ZSPR | Sipat Super Thermal Power Proj
Surplus | M9419346006 | WELD NIPPLE,1-22-600-01065&18,SS,SKO 30 | NO | 3 | 1524.09 | BYPASS SYSTEM | Component & Spares | 2012-02-09 |  | 1019 |  | ZSPR | Sipat Super Thermal Power Proj
Surplus | M9419346015 | STRAIGHT COUPLING G25-PS FOR OIL PIPING | NO | 4 | 2798.96 | BYPASS SYSTEM | Component & Spares | 2012-02-09 |  | 1019 |  | ZSPR | Sipat Super Thermal Power Proj
Surplus | M9419346016 | REDUCER COUPLING,KOR 30/25 S,BHEL | NO | 4 | 3727.2 | BYPASS SYSTEM | Component & Spares | 2012-08-04 |  | 1019 |  | ZSPR | Sipat Super Thermal Power Proj
Surplus | M9419346031 | CAP NUT,HP BYPASS,DIA16 | NO | 3 | 206.28 | BYPASS SYSTEM | Component & Spares | 2012-05-25 |  | 1019 |  | ZSPR | Sipat Super Thermal Power Proj
Surplus | M9419346043 | REDUCER COUPLING,HP BYPASS | NO | 4 | 1264.6 | BYPASS SYSTEM | Component & Spares | 2012-02-09 |  | 1019 |  | ZSPR | Sipat Super Thermal Power Proj
Surplus | M9419346044 | STRAIGHT COUPLING,HP BYPASS | NO | 4 | 1896.4 | BYPASS SYSTEM | Component & Spares | 2012-02-09 |  | 1019 |  | ZSPR | Sipat Super Thermal Power Proj
Surplus | M9419350041 | ERMETO CONNECTION DSVM-15-LM | NO | 4 | 17696.4 | BYPASS SYSTEM | Component & Spares | 2014-08-26 |  | 1019 |  | ZSPR | Sipat Super Thermal Power Proj
Surplus | M9419356211 | BALL VALVE,401-73-050,1IN,CCI | NO | 4 | 162474.92 | BYPASS SYSTEM | Component & Spares | 2011-06-10 |  | 1019 |  | ZSPR | Sipat Super Thermal Power Proj
Surplus | M9425156061 | HIGH SELECTOR,AEJ32E | NO | 20 | 112337.8 | ACS | Component & Spares | 2013-01-10 |  | 1019 |  | ZSPR | Sipat Super Thermal Power Proj
Surplus | M9425156585 | DIODE WIRING BOARD,A-121,INSTRUMENT | NO | 20 | 14978.6 | ACS | Component & Spares | 2013-01-10 |  | 1019 |  | ZSPR | Sipat Super Thermal Power Proj
Surplus | M9425256100 | ANALOG INDICATOR,0-100%,4-20MA | NO | 2 | 2584.1 | ACS | Component & Spares | 2011-11-10 |  | 1019 |  | ZSPR | Sipat Super Thermal Power Proj
Surplus | M9425600028 | AUTO STROKE CONTR,TROVIS-6493,SAMSON | NO | 2 | 98070.22 | ACS | Component & Spares | 2011-12-23 |  | 1019 |  | ZSPR | Sipat Super Thermal Power Proj
Surplus | M9434159321 | COIL,ASCO,WPHTB344B56 MO-24VDC | NO | 7 | 119856.24 | SOLENOID V/V SPARES | Component & Spares | 2014-04-05 |  | 1019 |  | ZSPR | Sipat Super Thermal Power Proj
Surplus | M9434159814 | COIL FOR SOLENOID VALVES,230VAC | NO | 2 | 5966.16 | SOLENOID V/V SPARES | Component & Spares | 2015-12-01 |  | 1019 |  | ZSPR | Sipat Super Thermal Power Proj
Surplus | M9435031265 | SWITCH,PRES,0-80KG/CM2,1/4IN NPT,SPDT | NO | 9 | 172457.73 | PRESSURE/DP SWITCH | Component & Spares | 2015-01-01 |  | 1019 |  | ZSPR | Sipat Super Thermal Power Proj
Surplus | M9438326033 | WIND DIRECTION SENSOR | NO | 1 | 28671.75 | CONTROLLER | Component & Spares | 2017-07-11 |  | 1019 |  | ZSPR | Sipat Super Thermal Power Proj
Surplus | M9438326034 | AMBIENT AIR TEMPERATURE SENSOR | NO | 1 | 18098.86 | CONTROLLER | Component & Spares | 2017-07-11 |  | 1019 |  | ZSPR | Sipat Super Thermal Power Proj
Surplus | M9438326035 | RELATIVE HUMIDITY SENSOR, CAPACITIVE TYP | NO | 1 | 36778.85 | CONTROLLER | Component & Spares | 2017-07-11 |  | 1019 |  | ZSPR | Sipat Super Thermal Power Proj
Surplus | M9438326036 | SOLAR RADIATION SENSOR | NO | 1 | 63314.58 | CONTROLLER | Component & Spares | 2017-07-11 |  | 1019 |  | ZSPR | Sipat Super Thermal Power Proj
Surplus | M9438326037 | RAIN GAUGE,372,ANALYZER | NO | 1 | 26060.73 | CONTROLLER | Component & Spares | 2017-07-11 |  | 1019 |  | ZSPR | Sipat Super Thermal Power Proj
Surplus | M9438326112 | MOTHER BOARD,9304,METONE INSTRUMENTS | NO | 2 | 762121.86 | CONTROLLER | Component & Spares | 2017-07-11 |  | 1019 |  | ZSPR | Sipat Super Thermal Power Proj
Surplus | M9438326130 | MOTHER BOARD,100533-00,THERMO FISHER | NO | 2 | 151098.3 | CONTROLLER | Component & Spares | 2013-12-06 |  | 1019 |  | ZSPR | Sipat Super Thermal Power Proj
Surplus | M9438326138 | REPAIR KIT,8606,THERMO FISHER,ANALYZER | NO | 1 | 25646.84 | CONTROLLER | Component & Spares | 2013-12-06 |  | 1019 |  | ZSPR | Sipat Super Thermal Power Proj
Surplus | M9438326164 | CAPILLARY OZONATOR,4121,THERMO FISHER | NO | 1 | 26802.01 | CONTROLLER | Component & Spares | 2013-12-06 |  | 1019 |  | ZSPR | Sipat Super Thermal Power Proj
Surplus | M9438326186 | DETECTOR,42545400131,THERMO FISHER | NO | 1 | 153293.12 | CONTROLLER | Component & Spares | 2013-12-06 |  | 1019 |  | ZSPR | Sipat Super Thermal Power Proj
Surplus | M9438326196 | PHOTOMULTIPLIER TUBE,8868,THERMO FISHER | NO | 1 | 94032.9 | CONTROLLER | Component & Spares | 2013-12-06 |  | 1019 |  | ZSPR | Sipat Super Thermal Power Proj
Surplus | M9438326212 | CONVERTER ASSY,101009-00,THERMO FISHER | NO | 3 | 451785 | CONTROLLER | Component & Spares | 2022-02-16 |  | 1019 |  | ZSPR | Sipat Super Thermal Power Proj
Surplus | M9438370024 | MEMBRANE SW&KEYPAD,ZMT/0263,ABB,ANALYZER | NO | 3 | 58440.27 | CONTROLLER | Component & Spares | 2010-02-26 |  | 1019 |  | ZSPR | Sipat Super Thermal Power Proj
Surplus | M9438370027 | HIGH TEMP PROBE,MARATHON,ANALYZER | NO | 1 | 123872.03 | CONTROLLER | Component & Spares | 2011-08-05 |  | 1019 |  | ZSPR | Sipat Super Thermal Power Proj
Surplus | M9438376016 | TEMP SENSOR,425452103,THERMO FISHER | NO | 2 | 10360 | CONTROLLER | Component & Spares | 2006-07-27 |  | 1019 |  | ZSPR | Sipat Super Thermal Power Proj
Surplus | M9438450013 | SOLENOID VALVE FOR SOX NOX ANALYZ EMERS | NO | 13 | 14770.73 | CONTROLLER | Component & Spares | 2013-06-15 |  | 1019 |  | ZSPR | Sipat Super Thermal Power Proj
Surplus | M9440500088 | THERMOSTAT, RANGE: 0 TO 50 DEG C | NO | 12 | 3829.74 | TEMPERATURE SWITCH | Component & Spares | 2021-12-04 |  | 1019 |  | ZSPR | Sipat Super Thermal Power Proj
Surplus | M9441106133 | THERMOCOUPLE,K,CR-AL,SS316,4MM,350MM | NO | 12 | 9628.44 | THERMOCOUPLE | Component & Spares | 2013-02-20 |  | 1019 |  | ZSPR | Sipat Super Thermal Power Proj
Surplus | M9441122759 | THERMOCOUPLE,K,DUPLEX,3MM,4000MM | NO | 1 | 172496.33 | THERMOCOUPLE | Component & Spares |  |  | 1019 |  | ZSPR | Sipat Super Thermal Power Proj
Surplus | M9441146397 | THERMOCOUPLE,K,SS316,7-8MM,601-605MM | NO | 10 | 8024 | THERMOCOUPLE | Component & Spares | 2019-03-07 |  | 1019 |  | ZSPR | Sipat Super Thermal Power Proj
Surplus | M9444351473 | THERMOWELL,355MM,ID 11 X OD 23MM,SS316 | NO | 1 | 188903.19 | THERMOWELL | Component & Spares | 2009-03-14 |  | 1019 |  | ZSPR | Sipat Super Thermal Power Proj
Surplus | M9444352193 | THERMOWELL,95MM,RC 1.5IN,SS316 | NO | 1 | 188903.19 | THERMOWELL | Component & Spares | 2010-01-18 |  | 1019 |  | ZSPR | Sipat Super Thermal Power Proj
Surplus | M9444358544 | THERMOWELL,400MM,RC 1.5IN,SS316 | NO | 1 | 188903.19 | THERMOWELL | Component & Spares | 2009-03-14 |  | 1019 |  | ZSPR | Sipat Super Thermal Power Proj
Surplus | M9444361153 | THERMOWELL,80-90MM,RC 1IN,SS316,ELEIND | NO | 1 | 188903.19 | THERMOWELL | Component & Spares | 2009-03-14 |  | 1019 |  | ZSPR | Sipat Super Thermal Power Proj
Surplus | M9444361180 | THERMOWELL,100-110MM,RC 1IN,SS316 | NO | 1 | 188903.19 | THERMOWELL | Component & Spares | 2009-03-14 |  | 1019 |  | ZSPR | Sipat Super Thermal Power Proj
Surplus | M9444371657 | THERMOWELL,500-510MM,1IN M,1/2IN NPTF | NO | 30 | 46096.2 | THERMOWELL | Component & Spares | 2015-09-24 |  | 1019 |  | ZSPR | Sipat Super Thermal Power Proj
Surplus | M9446366006 | BALL MONITORING SYS,BMS 3I,GEA | NO | 5 | 952253.45 | CONTROL & INSTRUMENT | Component & Spares | 2015-10-19 |  | 1019 |  | ZSPR | Sipat Super Thermal Power Proj
Surplus | M9447066050 | SURGE PROT DEVICE,SER/VER1.0,AIMS-2020 | NO | 2 | 139117.46 | CONTROL & INSTRUMENT | Component & Spares | 2017-04-25 |  | 1019 |  | ZSPR | Sipat Super Thermal Power Proj
Surplus | M9452107864 | ROTAMETER,0-325M3/HR,3623A,IEPL | NO | 3 | 213840 | CONTROL & INSTRUMENT | Component & Spares | 2007-07-31 |  | 1019 |  | ZSPR | Sipat Super Thermal Power Proj
Surplus | M9457990209 | PIPE,PRIMARY IMPULSE,AS,ASTM A335 GR P22 | M | 774.6 | 450979.87 | LEVEL TRANSMITTER | Component & Spares | 2012-03-20 |  | 1019 |  | ZSPR | Sipat Super Thermal Power Proj
Surplus | M9463176231 | CABLE CONNECTOR,ALLIED ELECTRONICS | NO | 50 | 13238 | FSSS | Component & Spares | 2012-01-04 |  | 1019 |  | ZSPR | Sipat Super Thermal Power Proj
Surplus | M9467426012 | SPEED DETECTOR,FE9290,STOCK | NO | 1 | 73291.88 | GRAVIMETRIC FEEDER | Component & Spares | 2010-04-23 |  | 1019 |  | ZSPR | Sipat Super Thermal Power Proj
Surplus | M9470166036 | STEM CONNECTOR,D8113-045,BLAKEBOROUGH | NO | 18 | 31722.66 | PNEUMATIC ACTUATOR | Component & Spares | 2014-07-09 |  | 1019 |  | ZSPR | Sipat Super Thermal Power Proj
Surplus | M9470206038 | VALVE,TRIP,CCI-AG,YT-400-SN | NO | 6 | 60702 | PNEUMATIC ACTUATOR | Component & Spares | 2015-02-20 |  | 1019 |  | ZSPR | Sipat Super Thermal Power Proj
Surplus | M9470206050 | SOFT GOODS KIT,500RA-SOFT,CCI,ACTUATOR | NO | 20 | 173673.6 | PNEUMATIC ACTUATOR | Component & Spares | 2014-06-17 |  | 1019 |  | ZSPR | Sipat Super Thermal Power Proj
Surplus | M9470206053 | SOFT GOODS KIT,550RA-SOFT,CCI-AG | NO | 20 | 187132.4 | PNEUMATIC ACTUATOR | Component & Spares | 2014-06-17 |  | 1019 |  | ZSPR | Sipat Super Thermal Power Proj
Surplus | M9470206054 | SOFT GOODS KIT,30101002-SOFT,CCI-AG | NO | 14 | 167878.76 | PNEUMATIC ACTUATOR | Component & Spares | 2014-03-07 |  | 1019 |  | ZSPR | Sipat Super Thermal Power Proj
Surplus | M9470206055 | SOFT GOODS KIT,400RA-SOFT,CCI AG | NO | 26 | 165317.88 | PNEUMATIC ACTUATOR | Component & Spares | 2014-06-17 |  | 1019 |  | ZSPR | Sipat Super Thermal Power Proj
Surplus | M9470396006 | SEAL KIT,CSIN250A-PS,SHINWHA,ACTUATOR | NO | 20 | 457126.4 | PNEUMATIC ACTUATOR | Component & Spares | 2017-12-29 |  | 1019 |  | ZSPR | Sipat Super Thermal Power Proj
Surplus | M9470486038 | ACTUATOR,PNEU,VA4D,IL | NO | 21 | 851715.69 | PNEUMATIC ACTUATOR | Component & Spares | 2014-03-03 |  | 1019 |  | ZSPR | Sipat Super Thermal Power Proj
Surplus | M9470486132 | DIAPHRAGM,IL,ACTUATOR,VA-2D/2R | NO | 75 | 620748.75 | PNEUMATIC ACTUATOR | Component & Spares | 2012-03-21 |  | 1019 |  | ZSPR | Sipat Super Thermal Power Proj
Surplus | M9470486253 | DIAPHRAGM,IL,ACTUATOR,PA2160-60-M27 | NO | 4 | 196905.04 | PNEUMATIC ACTUATOR | Component & Spares | 2012-05-23 |  | 1019 |  | ZSPR | Sipat Super Thermal Power Proj
Surplus | M9470486425 | DIAPHRAGM,ACTUATOR,VA3R | NO | 19 | 26115.5 | PNEUMATIC ACTUATOR | Component & Spares | 2009-02-06 |  | 1019 |  | ZSPR | Sipat Super Thermal Power Proj
Surplus | M9470486454 | LINK MECHANISM,VPP03,ACTUATOR | NO | 1 | 22277.08 | PNEUMATIC ACTUATOR | Component & Spares | 2012-12-03 |  | 1019 |  | ZSPR | Sipat Super Thermal Power Proj
Surplus | M9470716010 | BLADDER,59/00171,REINEKE,ACTUATOR | NO | 2 | 230259.84 | PNEUMATIC ACTUATOR | Component & Spares | 2011-08-09 |  | 1019 |  | ZSPR | Sipat Super Thermal Power Proj
Surplus | M9472183011 | VOLUME BOOSTER,IMI NORGREN,SPI/40497 | NO | 3 | 198400.26 | AIR FILTER REGULATOR | Component & Spares | 2017-10-14 |  | 1019 |  | ZSPR | Sipat Super Thermal Power Proj
Surplus | M9475056001 | ELECTRODE,9186-A-0300,ANALYZER | NO | 1 | 28428.47 | WATER QULTY SAMP TAB | Component & Spares | 2012-07-03 |  | 1019 |  | ZSPR | Sipat Super Thermal Power Proj
Surplus | M9475056003 | REFERENCE ELECTRODE,36842900000,ANALYZER | NO | 1 | 6234.32 | WATER QULTY SAMP TAB | Component & Spares | 2012-07-03 |  | 1019 |  | ZSPR | Sipat Super Thermal Power Proj
Surplus | M9475159013 | CATION COLUMN,F2011730,FORBES MARSHALL | NO | 6 | 25988.34 | WATER QULTY SAMP TAB | Component & Spares | 2010-11-27 |  | 1019 |  | ZSPR | Sipat Super Thermal Power Proj
Surplus | M9475301900 | INT RETUBING KIT,7835060,ABB,ANALYZER | NO | 1 | 13844.81 | WATER QULTY SAMP TAB | Component & Spares | 2010-05-07 |  | 1019 |  | ZSPR | Sipat Super Thermal Power Proj
Surplus | M9475306001 | FLOWCELL,8231239,ABB,ANALYZER,8231/239 | NO | 1 | 69908.48 | WATER QULTY SAMP TAB | Component & Spares | 2010-11-20 |  | 1019 |  | ZSPR | Sipat Super Thermal Power Proj
Surplus | M9475359030 | FLOW INDICATOR,F4W2011550,100 | NO | 4 | 18521.04 | WATER QULTY SAMP TAB | Component & Spares | 2013-06-17 |  | 1019 |  | ZSPR | Sipat Super Thermal Power Proj
Surplus | M9475506001 | ISOLATION VALVE,F4W2011509 | NO | 13 | 1245.53 | WATER QULTY SAMP TAB | Component & Spares | 2009-09-07 |  | 1019 |  | ZSPR | Sipat Super Thermal Power Proj
Surplus | M9475706039 | CPU BOARD,09200-A-1010,HACH,ANALYZER | NO | 1 | 185436.54 | WATER QULTY SAMP TAB | Component & Spares | 2017-01-10 |  | 1019 |  | ZSPR | Sipat Super Thermal Power Proj
Surplus | M9475766004 | 2/2 WAY SOLENOID VALVE FOR SWAS CHILLER | NO | 1 | 9548.89 | WATER QULTY SAMP TAB | Component & Spares | 2011-03-25 |  | 1019 |  | ZSPR | Sipat Super Thermal Power Proj
Surplus | M9475766008 | SOLENOID VALVE,2003312N,CONAIR CHURCHILL | NO | 1 | 1910.08 | WATER QULTY SAMP TAB | Component & Spares | 2011-03-25 |  | 1019 |  | ZSPR | Sipat Super Thermal Power Proj
Surplus | M9476176027 | POWER SUPPLY PCB,2117LLEP2117LL,ORION | NO | 1 | 212060.16 | ANALYT INST FOR WATE | Component & Spares | 2019-01-24 |  | 1019 |  | ZSPR | Sipat Super Thermal Power Proj
Surplus | M9476176100 | SOLN BOTTLE ASSY,8230 220,ABB,ANALYZER | NO | 2 | 15103.42 | ANALYT INST FOR WATE | Component & Spares | 2010-05-07 |  | 1019 |  | ZSPR | Sipat Super Thermal Power Proj
Surplus | M9476356551 | MSRG SENSOR,7835300,ABB,ANALYZER,7835 | NO | 5 | 141873.5 | ANALYT INST FOR WATE | Component & Spares | 2010-11-20 |  | 1019 |  | ZSPR | Sipat Super Thermal Power Proj
Surplus | M9476356558 | ELEC&STD SOL CONTNR,7835355,ABB | SET | 1 | 53141.66 | ANALYT INST FOR WATE | Component & Spares | 2010-05-07 |  | 1019 |  | ZSPR | Sipat Super Thermal Power Proj
Surplus | M9476356571 | REAGENT,HYDRAZINE ANAL,181811 | NO | 1 | 60273.84 | ANALYT INST FOR WATE | Component & Spares | 2010-05-07 |  | 1019 |  | ZSPR | Sipat Super Thermal Power Proj
Surplus | M9476480015 | CARTRIDGE HEATR ASSY,8240104,ABB | NO | 1 | 24164.26 | ANALYT INST FOR WATE | Component & Spares | 2012-11-10 |  | 1019 |  | ZSPR | Sipat Super Thermal Power Proj
Surplus | M9476480016 | TEMP SENSOR ASSY,8240196,ANALYZER | NO | 1 | 23181.5 | ANALYT INST FOR WATE | Component & Spares | 2012-11-10 |  | 1019 |  | ZSPR | Sipat Super Thermal Power Proj
Surplus | M9476480017 | TEMP SENSOR ASSY-REACTION BLK,8240142 | NO | 1 | 21938.6 | ANALYT INST FOR WATE | Component & Spares | 2012-11-10 |  | 1019 |  | ZSPR | Sipat Super Thermal Power Proj
Surplus | M9476486072 | REAGENT CONTAINER,HACH,ANALYZER | NO | 1 | 46009.49 | ANALYT INST FOR WATE | Component & Spares | 2010-05-07 |  | 1019 |  | ZSPR | Sipat Super Thermal Power Proj
Surplus | M9476556633 | STREAM SELECTOR UNIT,MP BASED,SS302 | NO | 3 | 65253.75 | ANALYT INST FOR WATE | Component & Spares | 2012-08-22 |  | 1019 |  | ZSPR | Sipat Super Thermal Power Proj
Surplus | M9476556823 | REACTOR UNIT COMPLETE | NO | 4 | 121150.32 | ANALYT INST FOR WATE | Component & Spares | 2011-09-30 |  | 1019 |  | ZSPR | Sipat Super Thermal Power Proj
Surplus | M9479100004 | HEXAGONAL NUT,5700472,SICK | NO | 5 | 852.45 | OPACITY METER | Component & Spares | 2011-10-28 |  | 1019 |  | ZSPR | Sipat Super Thermal Power Proj
Surplus | M9479156021 | PCB-INPUT/OUTPUT,2016708,SICK,OMD 41-A | NO | 3 | 200264.88 | OPACITY METER | Component & Spares | 2013-08-16 |  | 1019 |  | ZSPR | Sipat Super Thermal Power Proj
Surplus | M9481000045 | WORM SHAFT&WHEEL,ACTUATOR,K60GO | NO | 1 | 4550.97 | ELECTRICAL ACTUATOR | Component & Spares | 2011-11-25 |  | 1019 |  | ZSPR | Sipat Super Thermal Power Proj
Surplus | M9481000101 | GEAR CASE,ROTORK CONTROLS,ACTUATOR,K300 | NO | 4 | 62981.12 | ELECTRICAL ACTUATOR | Component & Spares | 2011-11-25 |  | 1019 |  | ZSPR | Sipat Super Thermal Power Proj
Surplus | M9481000123 | DRIVE RETAINER,23,ACTUATOR,K300 | NO | 2 | 2279.8 | ELECTRICAL ACTUATOR | Component & Spares | 2015-05-28 |  | 1019 |  | ZSPR | Sipat Super Thermal Power Proj
Surplus | M9481000132 | GEAR CASE,74010,ROTORK,ACTUATOR | NO | 2 | 38761.12 | ELECTRICAL ACTUATOR | Component & Spares | 2011-11-25 |  | 1019 |  | ZSPR | Sipat Super Thermal Power Proj
Surplus | M9481000138 | GEAR CASE,ACTUATOR,K600-G1/G2 | NO | 2 | 39362.94 | ELECTRICAL ACTUATOR | Component & Spares | 2011-11-25 |  | 1019 |  | ZSPR | Sipat Super Thermal Power Proj
Surplus | M9481000141 | TERM BLOCK HOUSING,B0551,ROTORK CONTROLS | NO | 7 | 1622.95 | ELECTRICAL ACTUATOR | Component & Spares | 2011-03-29 |  | 1019 |  | ZSPR | Sipat Super Thermal Power Proj
Surplus | M9481000260 | MOTOR PINION,Z205.535,AUMA,ACTUATOR | NO | 3 | 5816.52 | ELECTRICAL ACTUATOR | Component & Spares | 2010-10-28 |  | 1019 |  | ZSPR | Sipat Super Thermal Power Proj
Surplus | M9481000314 | WORM SHAFT ASSY,AUMA,ACTUATOR,SA10.1 | NO | 1 | 51751.22 | ELECTRICAL ACTUATOR | Component & Spares | 2014-02-15 |  | 1019 |  | ZSPR | Sipat Super Thermal Power Proj
Surplus | M9481000315 | MOTOR ASSY,AUMA,ACTUATOR,VD71-4/35 | NO | 1 | 27355.46 | ELECTRICAL ACTUATOR | Component & Spares | 2014-02-15 |  | 1019 |  | ZSPR | Sipat Super Thermal Power Proj
Surplus | M9481000326 | PULL ROD ASSY,Z001.652B,AUMA,ACTUATOR | NO | 5 | 7475 | ELECTRICAL ACTUATOR | Component & Spares | 2014-02-15 |  | 1019 |  | ZSPR | Sipat Super Thermal Power Proj
Surplus | M9481000342 | CIRCLIP SET,021-025,AUMA,ACTUATOR | NO | 8 | 11809.36 | ELECTRICAL ACTUATOR | Component & Spares | 2014-06-20 |  | 1019 |  | ZSPR | Sipat Super Thermal Power Proj
Surplus | M9481000352 | HAND WHEEL RETAINER,30,AUMA,ACTUATOR | NO | 5 | 1369.7 | ELECTRICAL ACTUATOR | Component & Spares | 2014-06-20 |  | 1019 |  | ZSPR | Sipat Super Thermal Power Proj
Surplus | M9481000366 | SEAL KIT,Z006.388,ACTUATOR,SAR07.1-07.5 | NO | 2 | 3755.52 | ELECTRICAL ACTUATOR | Component & Spares | 2012-04-16 |  | 1019 |  | ZSPR | Sipat Super Thermal Power Proj
Surplus | M9481002565 | PIN COUPLING,5.2,AUMA,ACTUATOR | NO | 10 | 1433 | ELECTRICAL ACTUATOR | Component & Spares | 2015-05-28 |  | 1019 |  | ZSPR | Sipat Super Thermal Power Proj
Surplus | M9481009229 | SWING LEVER,20,AUMA,ACTUATOR | NO | 5 | 6645.7 | ELECTRICAL ACTUATOR | Component & Spares | 2014-02-15 |  | 1019 |  | ZSPR | Sipat Super Thermal Power Proj
Surplus | M9481009274 | WORM WHEEL ASSY,6,AUMA,ACTUATOR | NO | 15 | 37350.3 | ELECTRICAL ACTUATOR | Component & Spares | 2014-02-15 |  | 1019 |  | ZSPR | Sipat Super Thermal Power Proj
Surplus | M9481009566 | PIN COUPLING,5.2,AUMA,ACTUATOR | NO | 10 | 1433 | ELECTRICAL ACTUATOR | Component & Spares | 2015-05-28 |  | 1019 |  | ZSPR | Sipat Super Thermal Power Proj
Surplus | M9481013071 | WORM SHAFT,AUMA,SA 16.1-F16 E-125 | NO | 1 | 23196.61 | ELECTRICAL ACTUATOR | Component & Spares | 2014-02-15 |  | 1019 |  | ZSPR | Sipat Super Thermal Power Proj
Surplus | M9481013275 | WORM WHEEL,6.0E,AUMA,ACTUATOR | NO | 1 | 10375.98 | ELECTRICAL ACTUATOR | Component & Spares | 2014-02-15 |  | 1019 |  | ZSPR | Sipat Super Thermal Power Proj
Surplus | M9481018381 | RETAINING RING,LIMITORQUE,SMB-2,91 | NO | 1 | 583.27 | ELECTRICAL ACTUATOR | Component & Spares | 2008-11-10 |  | 1019 |  | ZSPR | Sipat Super Thermal Power Proj
Surplus | M9481018382 | BALL BEARING,LIMITORQUE,SMB-2,80 | NO | 1 | 1533.27 | ELECTRICAL ACTUATOR | Component & Spares | 2008-11-10 |  | 1019 |  | ZSPR | Sipat Super Thermal Power Proj
Surplus | M9481018383 | W.S CLUTCH GEAR,LIMITORQUE,ACTUATOR | NO | 1 | 23904.14 | ELECTRICAL ACTUATOR | Component & Spares | 2008-11-10 |  | 1019 |  | ZSPR | Sipat Super Thermal Power Proj
Surplus | M9481018384 | LOCK NUT,LIMITORQUE,SMB-2,30 | NO | 1 | 6662.01 | ELECTRICAL ACTUATOR | Component & Spares | 2008-11-10 |  | 1019 |  | ZSPR | Sipat Super Thermal Power Proj
Surplus | M9481018386 | RETAINING RING,LIMITORQUE,SMB-2,13 | NO | 1 | 1226.8 | ELECTRICAL ACTUATOR | Component & Spares | 2008-11-10 |  | 1019 |  | ZSPR | Sipat Super Thermal Power Proj
Surplus | M9481018388 | BUSHING,LIMITORQUE,SMB-2,18,19,97 | NO | 1 | 3984.86 | ELECTRICAL ACTUATOR | Component & Spares | 2008-11-10 |  | 1019 |  | ZSPR | Sipat Super Thermal Power Proj
Surplus | M9481018392 | DECLUTCH FORK,LIMITORQUE,SMB-2,10 | NO | 1 | 6742.91 | ELECTRICAL ACTUATOR | Component & Spares | 2008-11-10 |  | 1019 |  | ZSPR | Sipat Super Thermal Power Proj
Surplus | M9481018394 | SPLIT RING,47,LIMITORQUE,SMB-2 | NO | 1 | 1012.31 | ELECTRICAL ACTUATOR | Component & Spares | 2008-11-10 |  | 1019 |  | ZSPR | Sipat Super Thermal Power Proj
Surplus | M9481018396 | WORM,LIMITORQUE,SMB-2 | NO | 1 | 55100.79 | ELECTRICAL ACTUATOR | Component & Spares | 2008-11-10 |  | 1019 |  | ZSPR | Sipat Super Thermal Power Proj
Surplus | M9481018397 | BALL BEARING,82,LIMITORQUE,SMB-2 | NO | 1 | 1349.39 | ELECTRICAL ACTUATOR | Component & Spares | 2008-11-10 |  | 1019 |  | ZSPR | Sipat Super Thermal Power Proj
Surplus | M9481018398 | SPLIT RETAINING RING,27,LIMITORQUE,SMB-2 | NO | 1 | 1042.94 | ELECTRICAL ACTUATOR | Component & Spares | 2008-11-10 |  | 1019 |  | ZSPR | Sipat Super Thermal Power Proj
Surplus | M9481018400 | TORSION SPRING,54,LIMITORQUE,SMB-2 | NO | 1 | 1349.39 | ELECTRICAL ACTUATOR | Component & Spares | 2008-11-10 |  | 1019 |  | ZSPR | Sipat Super Thermal Power Proj
Surplus | M9481018401 | FORK RETURN SPRING,58,LIMITORQUE,SMB-2 | NO | 1 | 7968.73 | ELECTRICAL ACTUATOR | Component & Spares | 2008-11-10 |  | 1019 |  | ZSPR | Sipat Super Thermal Power Proj
Surplus | M9481018402 | TRIPPER,59,LIMITORQUE,SMB-2 | NO | 1 | 5394.54 | ELECTRICAL ACTUATOR | Component & Spares | 2008-11-10 |  | 1019 |  | ZSPR | Sipat Super Thermal Power Proj
Surplus | M9481018404 | WS CLUTCH,LIMITORQUE,SMB-2 | NO | 1 | 10788.06 | ELECTRICAL ACTUATOR | Component & Spares | 2008-11-10 |  | 1019 |  | ZSPR | Sipat Super Thermal Power Proj
Surplus | M9481018405 | HW PINION SPRING,57,LIMITORQUE,SMB-2 | NO | 1 | 5149.37 | ELECTRICAL ACTUATOR | Component & Spares | 2008-11-10 |  | 1019 |  | ZSPR | Sipat Super Thermal Power Proj
Surplus | M9481018406 | W.S CLUTCH GEAR,LIMITORQUE,SMB-4 | NO | 2 | 61146.48 | ELECTRICAL ACTUATOR | Component & Spares | 2008-11-10 |  | 1019 |  | ZSPR | Sipat Super Thermal Power Proj
Surplus | M9481018407 | RETAINING RING,90,LIMITORQUE,SMB-4 | NO | 2 | 1594.56 | ELECTRICAL ACTUATOR | Component & Spares | 2008-11-10 |  | 1019 |  | ZSPR | Sipat Super Thermal Power Proj
Surplus | M9481018408 | RETAINING RING,89,LIMITORQUE,SMB-4 | NO | 2 | 1471.98 | ELECTRICAL ACTUATOR | Component & Spares | 2008-11-10 |  | 1019 |  | ZSPR | Sipat Super Thermal Power Proj
Surplus | M9481018409 | BALL BEARING,79,LIMITORQUE,SMB-4 | NO | 2 | 5884.86 | ELECTRICAL ACTUATOR | Component & Spares | 2008-11-10 |  | 1019 |  | ZSPR | Sipat Super Thermal Power Proj
Surplus | M9481018411 | LOCK NUT,LIMITORQUE,SMB-4 | NO | 2 | 17652.56 | ELECTRICAL ACTUATOR | Component & Spares | 2008-11-10 |  | 1019 |  | ZSPR | Sipat Super Thermal Power Proj
Surplus | M9481018412 | MOTOR PINION,LIMITORQUE,SMB-4 | NO | 1 | 18237.83 | ELECTRICAL ACTUATOR | Component & Spares | 2008-11-10 |  | 1019 |  | ZSPR | Sipat Super Thermal Power Proj
Surplus | M9481018415 | RETAINING RING,91,LIMITORQUE,SMB-4 | NO | 2 | 1349.4 | ELECTRICAL ACTUATOR | Component & Spares | 2008-11-10 |  | 1019 |  | ZSPR | Sipat Super Thermal Power Proj
Surplus | M9481018416 | BUSHING,18,LIMITORQUE,SMB-4 | NO | 2 | 9194.52 | ELECTRICAL ACTUATOR | Component & Spares | 2008-11-10 |  | 1019 |  | ZSPR | Sipat Super Thermal Power Proj
Surplus | M9481018417 | DECLUTCH FORK,LIMITORQUE,ACTUATOR,SMB-4 | NO | 2 | 45968.56 | ELECTRICAL ACTUATOR | Component & Spares | 2008-11-10 |  | 1019 |  | ZSPR | Sipat Super Thermal Power Proj
Surplus | M9481018418 | DECLUTCH LEVER,10,LIMITORQUE,SMB-4 | NO | 1 | 7968.21 | ELECTRICAL ACTUATOR | Component & Spares | 2008-11-10 |  | 1019 |  | ZSPR | Sipat Super Thermal Power Proj
Surplus | M9481018419 | SPLIT RING,47,LIMITORQUE,SMB-4 | NO | 2 | 3065.52 | ELECTRICAL ACTUATOR | Component & Spares | 2008-11-10 |  | 1019 |  | ZSPR | Sipat Super Thermal Power Proj
Surplus | M9481018421 | SPLIT RETAINING RING,27,LIMITORQUE,SMB-4 | NO | 2 | 2697.78 | ELECTRICAL ACTUATOR | Component & Spares | 2008-11-10 |  | 1019 |  | ZSPR | Sipat Super Thermal Power Proj
Surplus | M9481018423 | TORSION SPRING,54,LIMITORQUE,SMB-4 | NO | 2 | 1521.24 | ELECTRICAL ACTUATOR | Component & Spares | 2008-11-10 |  | 1019 |  | ZSPR | Sipat Super Thermal Power Proj
Surplus | M9481018425 | TRIPPER,LIMITORQUE,SMB-4 | NO | 2 | 6639.3 | ELECTRICAL ACTUATOR | Component & Spares | 2008-11-10 |  | 1019 |  | ZSPR | Sipat Super Thermal Power Proj
Surplus | M9481018426 | FORK RETURN SPRING,58,LIMITORQUE | NO | 2 | 19123.52 | ELECTRICAL ACTUATOR | Component & Spares | 2008-11-10 |  | 1019 |  | ZSPR | Sipat Super Thermal Power Proj
Surplus | M9481018427 | WS CLUTCH,50,LIMITORQUE,ACTUATOR,SMB-4 | NO | 2 | 28807.34 | ELECTRICAL ACTUATOR | Component & Spares | 2008-11-10 |  | 1019 |  | ZSPR | Sipat Super Thermal Power Proj
Surplus | M9481018428 | BALL BEARING,82,LIMITORQUE,SMB-4 | NO | 2 | 1676.1 | ELECTRICAL ACTUATOR | Component & Spares | 2008-11-10 |  | 1019 |  | ZSPR | Sipat Super Thermal Power Proj
Surplus | M9481018430 | HW PINION SPRING,LIMITORQUE,SMB-4 | NO | 2 | 13239.68 | ELECTRICAL ACTUATOR | Component & Spares | 2008-11-10 |  | 1019 |  | ZSPR | Sipat Super Thermal Power Proj
Surplus | M9481018439 | BEARING DRIVE SLEEVE,16,LIMITORQUE | NO | 2 | 2346.3 | ELECTRICAL ACTUATOR | Component & Spares | 2010-04-10 |  | 1019 |  | ZSPR | Sipat Super Thermal Power Proj
Surplus | M9481018445 | SHIM SET,LIMITORQUE,L120-10 | NO | 2 | 333.52 | ELECTRICAL ACTUATOR | Component & Spares | 2010-04-10 |  | 1019 |  | ZSPR | Sipat Super Thermal Power Proj
Surplus | M9481018447 | BEARING THRUST,LIMITORQUE,L120-10 | NO | 2 | 517.38 | ELECTRICAL ACTUATOR | Component & Spares | 2010-04-10 |  | 1019 |  | ZSPR | Sipat Super Thermal Power Proj
Surplus | M9481018448 | DECLUTCH SHAFT ASSY,7,LIMITORQUE,L120-10 | NO | 2 | 16510.48 | ELECTRICAL ACTUATOR | Component & Spares | 2010-04-10 |  | 1019 |  | ZSPR | Sipat Super Thermal Power Proj
Surplus | M9481018453 | BEARING DRIVE SLEEVE,17,LIMITORQUE | NO | 1 | 1315.41 | ELECTRICAL ACTUATOR | Component & Spares | 2010-04-10 |  | 1019 |  | ZSPR | Sipat Super Thermal Power Proj
Surplus | M9481020069 | ACTUATOR,VALVE,DC3A 106B | NO | 1 | 14880.07 | ELECTRICAL ACTUATOR | Component & Spares | 2014-04-02 |  | 1019 |  | ZSPR | Sipat Super Thermal Power Proj
Surplus | M9481021154 | GEAR SEGMENT,18,ACTUATOR,SA16.1/SA14.5 | NO | 5 | 2849.5 | ELECTRICAL ACTUATOR | Component & Spares | 2015-05-28 |  | 1019 |  | ZSPR | Sipat Super Thermal Power Proj
Surplus | M9481022077 | WORM SHAFT,AUMA,ACTUATOR,SA10.1G0E-22 | NO | 3 | 29997.87 | ELECTRICAL ACTUATOR | Component & Spares | 2014-02-15 |  | 1019 |  | ZSPR | Sipat Super Thermal Power Proj
Surplus | M9481026361 | CROWN WHEEL,19,AUMA,ACTUATOR,SA14.1 | NO | 7 | 9796.99 | ELECTRICAL ACTUATOR | Component & Spares | 2015-05-28 |  | 1019 |  | ZSPR | Sipat Super Thermal Power Proj
Surplus | M9481027072 | WORM SHAFT ASSY,5,AUMA,ACTUATOR,SA14.1 | NO | 2 | 36850.66 | ELECTRICAL ACTUATOR | Component & Spares | 2014-02-15 |  | 1019 |  | ZSPR | Sipat Super Thermal Power Proj
Surplus | M9481028075 | WORM SHAFT,AUMA,SA 14.1-F14 E-90 | NO | 2 | 35513.48 | ELECTRICAL ACTUATOR | Component & Spares | 2014-02-15 |  | 1019 |  | ZSPR | Sipat Super Thermal Power Proj
Surplus | M9481030027 | LSD RETAINER,23,ACTUATOR,K150.K60.K30 | NO | 15 | 825.9 | ELECTRICAL ACTUATOR | Component & Spares | 2011-11-25 |  | 1019 |  | ZSPR | Sipat Super Thermal Power Proj
Surplus | M9481030028 | CIRCLIP,29,ROTORK CONTROLS,ACTUATOR | NO | 15 | 5547.75 | ELECTRICAL ACTUATOR | Component & Spares | 2011-11-25 |  | 1019 |  | ZSPR | Sipat Super Thermal Power Proj
Surplus | M9481030032 | SPRING ANCHOR SCREW,17,ROTORK CONTROLS | NO | 15 | 1682.7 | ELECTRICAL ACTUATOR | Component & Spares | 2011-11-25 |  | 1019 |  | ZSPR | Sipat Super Thermal Power Proj
Surplus | M9481030067 | RETURN SPRING,72012,BEACON-ROTORK | NO | 10 | 1009.9 | ELECTRICAL ACTUATOR | Component & Spares | 2011-11-25 |  | 1019 |  | ZSPR | Sipat Super Thermal Power Proj
Surplus | M9481030069 | SPRING ANCHOR SCREW,17,ACTUATOR,K300 | NO | 10 | 842.4 | ELECTRICAL ACTUATOR | Component & Spares | 2011-11-25 |  | 1019 |  | ZSPR | Sipat Super Thermal Power Proj
Surplus | M9481030088 | WORM SHAFT,BEACON-ROTORK,ACTUATOR,K300 | NO | 2 | 6492.26 | ELECTRICAL ACTUATOR | Component & Spares | 2010-08-21 |  | 1019 |  | ZSPR | Sipat Super Thermal Power Proj
Surplus | M9481030095 | SCREWED COLLAR,44,ROTORK CONTROLS,K600 | NO | 5 | 1066 | ELECTRICAL ACTUATOR | Component & Spares | 2011-11-25 |  | 1019 |  | ZSPR | Sipat Super Thermal Power Proj
Surplus | M9481030122 | SCREWED COLLAR,44,BEACON-ROTORK,ACTUATOR | NO | 5 | 1049 | ELECTRICAL ACTUATOR | Component & Spares | 2011-11-25 |  | 1019 |  | ZSPR | Sipat Super Thermal Power Proj
Surplus | M9481030127 | DRIVE RETAINER,23,ROTORK CONTROLS | NO | 2 | 221.04 | ELECTRICAL ACTUATOR | Component & Spares | 2011-11-25 |  | 1019 |  | ZSPR | Sipat Super Thermal Power Proj
Surplus | M9481031064 | OIL SEAL SET,ROTORK CONTROLS,ACTUATOR | NO | 42 | 47147.52 | ELECTRICAL ACTUATOR | Component & Spares | 2012-06-26 |  | 1019 |  | ZSPR | Sipat Super Thermal Power Proj
Surplus | M9481039226 | SWING LEVER,20,ACTUATOR,SAR10.1 F10 E-32 | NO | 30 | 72567.6 | ELECTRICAL ACTUATOR | Component & Spares |  |  | 1019 |  | ZSPR | Sipat Super Thermal Power Proj
Surplus | M9481039630 | DISC SPRING SET,75401/754 02,ACTUATOR | NO | 2 | 2153.08 | ELECTRICAL ACTUATOR | Component & Spares | 2011-11-25 |  | 1019 |  | ZSPR | Sipat Super Thermal Power Proj
Surplus | M9481039636 | DRIVE SPUR GEAR,ROTORK CONTROLS,ACTUATOR | NO | 4 | 12808.76 | ELECTRICAL ACTUATOR | Component & Spares | 2015-12-07 |  | 1019 |  | ZSPR | Sipat Super Thermal Power Proj
Surplus | M9481039640 | WORM SHAFT,10,ACTUATOR,K150 | NO | 2 | 2153.08 | ELECTRICAL ACTUATOR | Component & Spares | 2011-11-25 |  | 1019 |  | ZSPR | Sipat Super Thermal Power Proj
Surplus | M9481039642 | DRIVE SPUR GEAR,ROTORK CONTROLS,ACTUATOR | NO | 3 | 8341.8 | ELECTRICAL ACTUATOR | Component & Spares | 2010-08-21 |  | 1019 |  | ZSPR | Sipat Super Thermal Power Proj
Surplus | M9481039649 | WORM SHAFT,10,ACTUATOR,K30 | NO | 4 | 4304.2 | ELECTRICAL ACTUATOR | Component & Spares | 2011-11-25 |  | 1019 |  | ZSPR | Sipat Super Thermal Power Proj
Surplus | M9481039653 | DRIVE SPUR GEAR,ROTORK CONTROLS,ACTUATOR | NO | 7 | 24026.87 | ELECTRICAL ACTUATOR | Component & Spares | 2015-12-07 |  | 1019 |  | ZSPR | Sipat Super Thermal Power Proj
Surplus | M9481039654 | DRIVE SPUR GEAR,ROTORK CONTROLS,ACTUATOR | NO | 7 | 22719.83 | ELECTRICAL ACTUATOR | Component & Spares | 2010-08-21 |  | 1019 |  | ZSPR | Sipat Super Thermal Power Proj
Surplus | M9481039661 | WORM SHAFT,21,ACTUATOR,K500/600 | NO | 2 | 3251.2 | ELECTRICAL ACTUATOR | Component & Spares | 2011-11-25 |  | 1019 |  | ZSPR | Sipat Super Thermal Power Proj
Surplus | M9481039667 | DRIVE SPUR GEAR,BEACON-ROTORK,ACTUATOR | NO | 5 | 20030.8 | ELECTRICAL ACTUATOR | Component & Spares | 2015-12-07 |  | 1019 |  | ZSPR | Sipat Super Thermal Power Proj
Surplus | M9481039672 | WORM SHAFT,21,ACTUATOR,K500/600 | NO | 2 | 3251.2 | ELECTRICAL ACTUATOR | Component & Spares | 2011-11-25 |  | 1019 |  | ZSPR | Sipat Super Thermal Power Proj
Surplus | M9481039682 | WORM SHAFT,75407/75408,ACTUATOR | NO | 1 | 1600.57 | ELECTRICAL ACTUATOR | Component & Spares | 2011-11-25 |  | 1019 |  | ZSPR | Sipat Super Thermal Power Proj
Surplus | M9481039695 | WORM SHAFT,21,ACTUATOR,K1000 | NO | 2 | 3200.12 | ELECTRICAL ACTUATOR | Component & Spares | 2011-11-25 |  | 1019 |  | ZSPR | Sipat Super Thermal Power Proj
Surplus | M9481039699 | HAND AUTO LEVER ASSY,ACTUATOR,K800/K1000 | NO | 3 | 5216.67 | ELECTRICAL ACTUATOR | Component & Spares | 2011-11-25 |  | 1019 |  | ZSPR | Sipat Super Thermal Power Proj
Surplus | M9481039700 | DRIVE SPUR GEAR,ROTORK CONTROLS,ACTUATOR | NO | 5 | 23035.85 | ELECTRICAL ACTUATOR | Component & Spares | 2015-12-07 |  | 1019 |  | ZSPR | Sipat Super Thermal Power Proj
Surplus | M9481039739 | ASSY,A4,ACTUATOR,K300 G1/G2A,36RPM | NO | 2 | 13014.42 | ELECTRICAL ACTUATOR | Component & Spares | 2011-11-25 |  | 1019 |  | ZSPR | Sipat Super Thermal Power Proj
Surplus | M9481039749 | SCREWED COLLAR,33,ROTORK CONTROLS,K30 | NO | 5 | 617.75 | ELECTRICAL ACTUATOR | Component & Spares | 2011-11-25 |  | 1019 |  | ZSPR | Sipat Super Thermal Power Proj
Surplus | M9481039750 | SCREWED COLLAR,33,ROTORK CONTROLS,K60 | NO | 2 | 248.7 | ELECTRICAL ACTUATOR | Component & Spares | 2011-11-25 |  | 1019 |  | ZSPR | Sipat Super Thermal Power Proj
Surplus | M9481039751 | SCREWED COLLAR,33,ROTORK CONTROLS,K150 | NO | 3 | 372.03 | ELECTRICAL ACTUATOR | Component & Spares | 2011-11-25 |  | 1019 |  | ZSPR | Sipat Super Thermal Power Proj
Surplus | M9481039752 | SCREWED COLLAR,33,ROTORK CONTROLS,K300 | NO | 6 | 775.2 | ELECTRICAL ACTUATOR | Component & Spares | 2011-11-25 |  | 1019 |  | ZSPR | Sipat Super Thermal Power Proj
Surplus | M9481039753 | COVER TUBE ASSY,125,ROTORK CONTROLS | NO | 5 | 982.25 | ELECTRICAL ACTUATOR | Component & Spares | 2011-11-25 |  | 1019 |  | ZSPR | Sipat Super Thermal Power Proj
Surplus | M9481039755 | COVER TUBE,20,ROTORK CONTROLS,ACTUATOR | NO | 5 | 966.25 | ELECTRICAL ACTUATOR | Component & Spares | 2011-11-25 |  | 1019 |  | ZSPR | Sipat Super Thermal Power Proj
Surplus | M9481039765 | GEAR CASE ASSY,BEACON-ROTORK,ACTUATOR | NO | 3 | 35424.18 | ELECTRICAL ACTUATOR | Component & Spares | 2011-11-25 |  | 1019 |  | ZSPR | Sipat Super Thermal Power Proj
Surplus | M9481039837 | HAND WHEEL,BEACON-ROTORK,ACTUATOR,96RPM | NO | 2 | 6403.66 | ELECTRICAL ACTUATOR | Component & Spares | 2011-11-25 |  | 1019 |  | ZSPR | Sipat Super Thermal Power Proj
Surplus | M9481039875 | SPUR/WORM GEAR,BEACON-ROTORK,ACTUATOR | NO | 4 | 18773.16 | ELECTRICAL ACTUATOR | Component & Spares | 2015-12-07 |  | 1019 |  | ZSPR | Sipat Super Thermal Power Proj
Surplus | M9481039906 | HAND WHEEL ASSY,BEACON-ROTORK,ACTUATOR | NO | 5 | 9843.35 | ELECTRICAL ACTUATOR | Component & Spares | 2011-11-25 |  | 1019 |  | ZSPR | Sipat Super Thermal Power Proj
Surplus | M9481039945 | SPUR/WORM GEAR,BEACON-ROTORK,ACTUATOR | NO | 11 | 32268.17 | ELECTRICAL ACTUATOR | Component & Spares | 2015-12-07 |  | 1019 |  | ZSPR | Sipat Super Thermal Power Proj
Surplus | M9481040005 | MOTOR,AUMA,ACTUATOR,SAR12D22 | NO | 1 | 6446.34 | ELECTRICAL ACTUATOR | Component & Spares | 2014-05-07 |  | 1019 |  | ZSPR | Sipat Super Thermal Power Proj
Surplus | M9481040038 | MOTOR,AUMA,ACTUATOR | NO | 1 | 9669.5 | ELECTRICAL ACTUATOR | Component & Spares | 2014-05-07 |  | 1019 |  | ZSPR | Sipat Super Thermal Power Proj
Surplus | M9481043227 | SWING LEVER,20,ACTUATOR,SAR16.1 F16 E22 | NO | 10 | 13290.4 | ELECTRICAL ACTUATOR | Component & Spares | 2014-02-15 |  | 1019 |  | ZSPR | Sipat Super Thermal Power Proj
Surplus | M9481043272 | WORM WHEEL,AUMA,ACTUATOR,SAR16.1 F16 E22 | NO | 4 | 41500.92 | ELECTRICAL ACTUATOR | Component & Spares | 2014-02-15 |  | 1019 |  | ZSPR | Sipat Super Thermal Power Proj
Surplus | M9481043564 | COUPLING PIN,5.32,ACTUATOR | NO | 10 | 1433 | ELECTRICAL ACTUATOR | Component & Spares | 2015-05-28 |  | 1019 |  | ZSPR | Sipat Super Thermal Power Proj
Surplus | M9481046130 | ACTUATOR,ELE,SQL33,SIEMENS | NO | 3 | 67500 | ELECTRICAL ACTUATOR | Component & Spares | 2013-03-19 |  | 1019 |  | ZSPR | Sipat Super Thermal Power Proj
Surplus | M9481050010 | PLANETARY GEAR ASSY,09,AUMA,ACTUATOR | NO | 5 | 26147.05 | ELECTRICAL ACTUATOR | Component & Spares | 2014-02-15 |  | 1019 |  | ZSPR | Sipat Super Thermal Power Proj
Surplus | M9481050011 | PLANETARY GEAR ASSY,09,AUMA,ACTUATOR | NO | 5 | 41037.25 | ELECTRICAL ACTUATOR | Component & Spares | 2013-02-19 |  | 1019 |  | ZSPR | Sipat Super Thermal Power Proj
Surplus | M9481050012 | PLANETARY GEAR ASSY,AUMA,ACTUATOR,SA14.1 | NO | 5 | 36103.75 | ELECTRICAL ACTUATOR | Component & Spares | 2014-02-15 |  | 1019 |  | ZSPR | Sipat Super Thermal Power Proj
Surplus | M9481050021 | DECLUTCH LEVER,5,AUMA,ACTUATOR | NO | 23 | 6923.92 | ELECTRICAL ACTUATOR | Component & Spares | 2017-04-12 |  | 1019 |  | ZSPR | Sipat Super Thermal Power Proj
Surplus | M9481050023 | WORM SHAFT ASSY,21,AUMA,ACTUATOR | NO | 2 | 11684.72 | ELECTRICAL ACTUATOR | Component & Spares | 2011-05-10 |  | 1019 |  | ZSPR | Sipat Super Thermal Power Proj
Surplus | M9481050091 | OUTPUT DRIVE WHEEL,23,AUMA,ACTUATOR | NO | 10 | 19924.9 | ELECTRICAL ACTUATOR | Component & Spares | 2015-05-28 |  | 1019 |  | ZSPR | Sipat Super Thermal Power Proj
Surplus | M9481050108 | GD ACT.TORQUE SWITCH (2NO+2NC): AUMA | NO | 4 | 23160 | ELECTRICAL ACTUATOR | Component & Spares | 2011-05-10 |  | 1019 |  | ZSPR | Sipat Super Thermal Power Proj
Surplus | M9481050115 | OIL SEAL SET,AUMA,ACTUATOR,SA12A16 | NO | 2 | 28282.8 | ELECTRICAL ACTUATOR | Component & Spares |  |  | 1019 |  | ZSPR | Sipat Super Thermal Power Proj
Surplus | M9481050162 | REDUCTION GEAR UNIT,155.0,AUMA,ACTUATOR | NO | 5 | 54776.1 | ELECTRICAL ACTUATOR | Component & Spares | 2015-05-28 |  | 1019 |  | ZSPR | Sipat Super Thermal Power Proj
Surplus | M9481050165 | WORM SHAFT ASSY,5,AUMA,ACTUATOR,45RPM | NO | 2 | 39992.72 | ELECTRICAL ACTUATOR | Component & Spares | 2014-02-15 |  | 1019 |  | ZSPR | Sipat Super Thermal Power Proj
Surplus | M9481050173 | SWING LEVER ASSY,20,AUMA,ACTUATOR | NO | 10 | 13290.4 | ELECTRICAL ACTUATOR | Component & Spares | 2014-02-15 |  | 1019 |  | ZSPR | Sipat Super Thermal Power Proj
Surplus | M9481050183 | WORM SHAFT ASSY,AUMA,ACTUATOR | NO | 2 | 39992.72 | ELECTRICAL ACTUATOR | Component & Spares | 2014-02-15 |  | 1019 |  | ZSPR | Sipat Super Thermal Power Proj
Surplus | M9481050244 | PINION,2.1,AUMA,ACTUATOR,SA3 | NO | 8 | 11472.8 | ELECTRICAL ACTUATOR | Component & Spares | 2014-06-20 |  | 1019 |  | ZSPR | Sipat Super Thermal Power Proj
Surplus | M9481050245 | MOTOR PINION,2.1,AUMA,ACTUATOR,SA25 | NO | 19 | 25236.37 | ELECTRICAL ACTUATOR | Component & Spares | 2017-04-12 |  | 1019 |  | ZSPR | Sipat Super Thermal Power Proj
Surplus | M9481050251 | CONTROL MODULE,AUMA,ACTUATOR,SAR6E8 | NO | 5 | 2058.7 | ELECTRICAL ACTUATOR | Component & Spares | 2014-03-07 |  | 1019 |  | ZSPR | Sipat Super Thermal Power Proj
Surplus | M9481050253 | WORM SHAFT ASSY,5,AUMA,ACTUATOR | NO | 5 | 72309.2 | ELECTRICAL ACTUATOR | Component & Spares | 2013-02-19 |  | 1019 |  | ZSPR | Sipat Super Thermal Power Proj
Surplus | M9481050259 | SEAL KIT,Z008.746,AUMA,ACTUATOR,90RPM | SET | 22 | 48152.94 | ELECTRICAL ACTUATOR | Component & Spares | 2012-04-02 |  | 1019 |  | ZSPR | Sipat Super Thermal Power Proj
Surplus | M9481050262 | CROWN WHEEL ASSY,19.0/1.19,AUMA,ACTUATOR | NO | 2 | 5314.7 | ELECTRICAL ACTUATOR | Component & Spares | 2014-02-15 |  | 1019 |  | ZSPR | Sipat Super Thermal Power Proj
Surplus | M9481050263N | SWING LEVER ASSY,20,AUMA,ACTUATOR | NO | 12 | 59132.5 | ELECTRICAL ACTUATOR | Component & Spares | 2015-08-22 |  | 1019 |  | ZSPR | Sipat Super Thermal Power Proj
Surplus | M9481050274 | MOTOR COUPLING,5.1,AUMA,ACTUATOR,8RPM | NO | 2 | 18076.6 | ELECTRICAL ACTUATOR | Component & Spares | 2014-02-15 |  | 1019 |  | ZSPR | Sipat Super Thermal Power Proj
Surplus | M9481056014 | OIL SEAL SET,AUMA MAKE,TYPE-SA6 | NO | 20 | 928.6 | ELECTRICAL ACTUATOR | Component & Spares | 2012-04-21 |  | 1019 |  | ZSPR | Sipat Super Thermal Power Proj
Surplus | M9481056017 | OIL SEAL SET,AUMA MAKE,TYPE-SA50 | NO | 50 | 3653.5 | ELECTRICAL ACTUATOR | Component & Spares | 2012-04-21 |  | 1019 |  | ZSPR | Sipat Super Thermal Power Proj
Surplus | M9481056018 | OIL SEAL SET,AUMA MAKE,TYPE-SA60 | NO | 10 | 731.5 | ELECTRICAL ACTUATOR | Component & Spares | 2012-04-21 |  | 1019 |  | ZSPR | Sipat Super Thermal Power Proj
Surplus | M9481056019 | OIL SEAL SET,12,13,14,AUMA,SA100AB3 | NO | 14 | 1717.66 | ELECTRICAL ACTUATOR | Component & Spares | 2012-04-21 |  | 1019 |  | ZSPR | Sipat Super Thermal Power Proj
Surplus | M9481056023 | SPUR GEAR,2.2,AUMA,SA6 | NO | 6 | 15010.32 | ELECTRICAL ACTUATOR | Component & Spares | 2014-06-20 |  | 1019 |  | ZSPR | Sipat Super Thermal Power Proj
Surplus | M9481056027 | SPUR GEAR,2.2,AUMA,SA60 | NO | 2 | 5404.8 | ELECTRICAL ACTUATOR | Component & Spares | 2011-06-06 |  | 1019 |  | ZSPR | Sipat Super Thermal Power Proj
Surplus | M9481056051 | ELECT.ACTUATOR. ASSY: SA07.5-F10; AUMA | NO | 3 | 0.03 | ELECTRICAL ACTUATOR | Component & Spares | 2006-09-18 |  | 1019 |  | ZSPR | Sipat Super Thermal Power Proj
Surplus | M9481056054 | TORQUE SWITCH ASSY,AUMA | NO | 7 | 61287.94 | ELECTRICAL ACTUATOR | Component & Spares | 2012-07-06 |  | 1019 |  | ZSPR | Sipat Super Thermal Power Proj
Surplus | M9481056057 | TORQUE SWITCH ASSY,Z101.654,AUMA | NO | 5 | 5000 | ELECTRICAL ACTUATOR | Component & Spares | 2009-02-14 |  | 1019 |  | ZSPR | Sipat Super Thermal Power Proj
Surplus | M9481056126 | CONTROL UNIT ASSY,Z020.652,AUMA,ACTUATOR | NO | 2 | 12858.66 | ELECTRICAL ACTUATOR | Component & Spares | 2010-02-11 |  | 1019 |  | ZSPR | Sipat Super Thermal Power Proj
Surplus | M9481056127 | OUTPUT DRIVE WHEEL,Z001.650,ACTUATOR | NO | 10 | 5698 | ELECTRICAL ACTUATOR | Component & Spares | 2015-05-28 |  | 1019 |  | ZSPR | Sipat Super Thermal Power Proj
Surplus | M9481056128 | DRIVE PINION II,Z001.651,AUMA,ACTUATOR | NO | 10 | 8541.3 | ELECTRICAL ACTUATOR | Component & Spares | 2015-05-28 |  | 1019 |  | ZSPR | Sipat Super Thermal Power Proj
Surplus | M9481056150 | MOTOR PINION,2.1,AUMA,ACTUATOR,SAR6E8 | NO | 8 | 7594.24 | ELECTRICAL ACTUATOR | Component & Spares | 2012-03-27 |  | 1019 |  | ZSPR | Sipat Super Thermal Power Proj
Surplus | M9481056182 | AC MOTOR,AUMA,ACTUATOR,SAR100E45 | NO | 1 | 55616.59 | ELECTRICAL ACTUATOR | Component & Spares | 2012-12-29 |  | 1019 |  | ZSPR | Sipat Super Thermal Power Proj
Surplus | M9481056203 | HAND WHEEL ASSY,10,AUMA,ACTUATOR | NO | 5 | 11075.45 | ELECTRICAL ACTUATOR | Component & Spares | 2013-02-19 |  | 1019 |  | ZSPR | Sipat Super Thermal Power Proj
Surplus | M9481056216 | CONTROL UNIT,AUMA,ACTUATOR,SGM05.1 | NO | 1 | 6429.33 | ELECTRICAL ACTUATOR | Component & Spares | 2010-02-11 |  | 1019 |  | ZSPR | Sipat Super Thermal Power Proj
Surplus | M9481056217 | CONTROL UNIT,AUMA,ACTUATOR,SAREXC07.1 | NO | 2 | 12858.66 | ELECTRICAL ACTUATOR | Component & Spares | 2010-02-11 |  | 1019 |  | ZSPR | Sipat Super Thermal Power Proj
Surplus | M9481056218 | CONTROL UNIT,AUMA,ACTUATOR,SAMEXB07.1 | NO | 1 | 6429.33 | ELECTRICAL ACTUATOR | Component & Spares | 2010-02-11 |  | 1019 |  | ZSPR | Sipat Super Thermal Power Proj
Surplus | M9481056219 | CONTROL UNIT,AUMA,ACTUATOR,SAMEXB07.5 | NO | 2 | 12858.66 | ELECTRICAL ACTUATOR | Component & Spares | 2010-02-11 |  | 1019 |  | ZSPR | Sipat Super Thermal Power Proj
Surplus | M9481056220 | CONTROL UNIT,AUMA,ACTUATOR,SAREXC07.5 | NO | 2 | 12858.66 | ELECTRICAL ACTUATOR | Component & Spares | 2010-02-11 |  | 1019 |  | ZSPR | Sipat Super Thermal Power Proj
Surplus | M9481056222 | CONTROL UNIT,AUMA,ACTUATOR,SAMEXB14.5 | NO | 2 | 12858.66 | ELECTRICAL ACTUATOR | Component & Spares | 2010-02-11 |  | 1019 |  | ZSPR | Sipat Super Thermal Power Proj
Surplus | M9481056223 | CONTROL UNIT,AUMA,ACTUATOR,SAM14.5 | NO | 5 | 32146.65 | ELECTRICAL ACTUATOR | Component & Spares | 2010-02-11 |  | 1019 |  | ZSPR | Sipat Super Thermal Power Proj
Surplus | M9481056224 | CONTROL UNIT,AUMA,ACTUATOR,SAM 16.1 | NO | 5 | 32146.65 | ELECTRICAL ACTUATOR | Component & Spares | 2010-02-11 |  | 1019 |  | ZSPR | Sipat Super Thermal Power Proj
Surplus | M9481056253 | LOCAL CONTROL UNIT,AUMA,SA7.1/SA10.1 | NO | 9 | 32291.91 | ELECTRICAL ACTUATOR | Component & Spares | 2012-03-28 |  | 1019 |  | ZSPR | Sipat Super Thermal Power Proj
Surplus | M9481056338 | POSITIONER CARD FOR EPAC-V3.2; MAKE:AUMA | NO | 1 | 876.51 | ELECTRICAL ACTUATOR | Component & Spares | 2014-03-07 |  | 1019 |  | ZSPR | Sipat Super Thermal Power Proj
Surplus | M9481059116 | HAND WHEEL RETAINER,30,AUMA,ACTUATOR | NO | 15 | 4213.95 | ELECTRICAL ACTUATOR | Component & Spares | 2017-04-12 |  | 1019 |  | ZSPR | Sipat Super Thermal Power Proj
Surplus | M9481059143 | HAND WHEEL RETAINER,30,AUMA,ACTUATOR | NO | 2 | 381.76 | ELECTRICAL ACTUATOR | Component & Spares | 2011-05-10 |  | 1019 |  | ZSPR | Sipat Super Thermal Power Proj
Surplus | M9481059152 | AC MOTOR,AUMA,ACTUATOR,SAR6E8 | NO | 4 | 57709.4 | ELECTRICAL ACTUATOR | Component & Spares | 2017-02-02 |  | 1019 |  | ZSPR | Sipat Super Thermal Power Proj
Surplus | M9481059153 | AC MOTOR,AUMA,ACTUATOR,SA6E125 | NO | 1 | 27826.44 | ELECTRICAL ACTUATOR | Component & Spares | 2012-02-10 |  | 1019 |  | ZSPR | Sipat Super Thermal Power Proj
Surplus | M9481059165 | CLUTCH RING,26,AUMA,ACTUATOR,SA25A32 | NO | 10 | 30335.4 | ELECTRICAL ACTUATOR | Component & Spares | 2017-04-12 |  | 1019 |  | ZSPR | Sipat Super Thermal Power Proj
Surplus | M9481059168 | CLUTCH RING,26,AUMA,ACTUATOR,SA60E90 | NO | 3 | 14539.83 | ELECTRICAL ACTUATOR | Component & Spares | 2010-10-28 |  | 1019 |  | ZSPR | Sipat Super Thermal Power Proj
Surplus | M9481059178 | DRIVE SHAFT ASSY,AUMA,ACTUATOR,SAR6E8 | NO | 8 | 19824.48 | ELECTRICAL ACTUATOR | Component & Spares | 2012-03-27 |  | 1019 |  | ZSPR | Sipat Super Thermal Power Proj
Surplus | M9481059226 | WORM SHAFT ASSY FOR ACTR-SA60E90; AUMA | NO | 1 | 12534.98 | ELECTRICAL ACTUATOR | Component & Spares | 2011-06-16 |  | 1019 |  | ZSPR | Sipat Super Thermal Power Proj
Surplus | M9481059235 | MOTOR ASSY,AUMA,ACTUATOR,SA3F63 | NO | 1 | 22080.84 | ELECTRICAL ACTUATOR | Component & Spares | 2011-06-06 |  | 1019 |  | ZSPR | Sipat Super Thermal Power Proj
Surplus | M9481059245 | TRIPPING ARM,14,AUMA,ACTUATOR,SA60 | NO | 27 | 3058.56 | ELECTRICAL ACTUATOR | Component & Spares | 2011-06-06 |  | 1019 |  | ZSPR | Sipat Super Thermal Power Proj
Surplus | M9481059259 | PLANETARY GEAR ASSY,AUMA,ACTUATOR,SA7.1 | NO | 2 | 64307.42 | ELECTRICAL ACTUATOR | Component & Spares | 2015-05-28 |  | 1019 |  | ZSPR | Sipat Super Thermal Power Proj
Surplus | M9481059260 | WORM SHAFT,AUMA,ACTUATOR,SA16.1-G1/2-E45 | NO | 1 | 23196.61 | ELECTRICAL ACTUATOR | Component & Spares | 2014-02-15 |  | 1019 |  | ZSPR | Sipat Super Thermal Power Proj
Surplus | M9481059271 | SPUR GEAR;AUMA ACTUATOR;SA12E;ST2 | NO | 2 | 3088.6 | ELECTRICAL ACTUATOR | Component & Spares | 2011-06-06 |  | 1019 |  | ZSPR | Sipat Super Thermal Power Proj
Surplus | M9481059272 | WORM GEAR,2.6,AUMA,ACTUATOR,SA12E125 | NO | 1 | 7218.86 | ELECTRICAL ACTUATOR | Component & Spares | 2010-10-28 |  | 1019 |  | ZSPR | Sipat Super Thermal Power Proj
Surplus | M9481059306 | SPACER,17,AUMA,ACTUATOR,SA6A45 | NO | 1 | 7070 | ELECTRICAL ACTUATOR | Component & Spares | 2013-02-23 |  | 1019 |  | ZSPR | Sipat Super Thermal Power Proj
Surplus | M9481059321 | WORM SHAFT ASSY,21,AUMA,ACTUATOR | NO | 4 | 47102.88 | ELECTRICAL ACTUATOR | Component & Spares | 2014-06-20 |  | 1019 |  | ZSPR | Sipat Super Thermal Power Proj
Surplus | M9481059352 | RETURN SPRING,16,AUMA,SA25E63 | NO | 15 | 3371.25 | ELECTRICAL ACTUATOR | Component & Spares | 2017-04-12 |  | 1019 |  | ZSPR | Sipat Super Thermal Power Proj
Surplus | M9481059355 | RETAINER,30,AUMA,SA25E63 | NO | 15 | 4213.95 | ELECTRICAL ACTUATOR | Component & Spares | 2017-04-12 |  | 1019 |  | ZSPR | Sipat Super Thermal Power Proj
Surplus | M9481059362 | GEAR BOX HOUSING,1,AUMA,ACTUATOR,SA12E | NO | 2 | 14888.6 | ELECTRICAL ACTUATOR | Component & Spares | 2012-06-15 |  | 1019 |  | ZSPR | Sipat Super Thermal Power Proj
Surplus | M9481059368 | BALL BEARING,17,AUMA,ACTUATOR,SA12E | NO | 20 | 47188.4 | ELECTRICAL ACTUATOR | Component & Spares | 2017-04-12 |  | 1019 |  | ZSPR | Sipat Super Thermal Power Proj
Surplus | M9481059370 | MOTOR PINION,2.1,AUMA,ACTUATOR,SA12E | NO | 20 | 22603.6 | ELECTRICAL ACTUATOR | Component & Spares | 2017-04-12 |  | 1019 |  | ZSPR | Sipat Super Thermal Power Proj
Surplus | M9481059391 | TORQUE DIAL,36.1-2,AUMA,ACTUATOR,SG10.1 | NO | 1 | 2971.6 | ELECTRICAL ACTUATOR | Component & Spares | 2009-06-18 |  | 1019 |  | ZSPR | Sipat Super Thermal Power Proj
Surplus | M9481059392 | TORQUE DIAL,36.1-1,AUMA,SG10.1 | NO | 1 | 2971.73 | ELECTRICAL ACTUATOR | Component & Spares | 2009-06-18 |  | 1019 |  | ZSPR | Sipat Super Thermal Power Proj
Surplus | M9481059393 | CONTROL UNIT ASSY,AUMA,ACTUATOR,SG10.1 | NO | 1 | 53883.63 | ELECTRICAL ACTUATOR | Component & Spares | 2009-06-18 |  | 1019 |  | ZSPR | Sipat Super Thermal Power Proj
Surplus | M9481059394 | LIMIT STOP HSG ASSY,10,AUMA,SG10.1 | NO | 1 | 5020.49 | ELECTRICAL ACTUATOR | Component & Spares | 2009-06-18 |  | 1019 |  | ZSPR | Sipat Super Thermal Power Proj
Surplus | M9481059395 | WORM WHEEL ASSY,4,AUMA,SG10.1 | NO | 1 | 12908.25 | ELECTRICAL ACTUATOR | Component & Spares | 2009-06-18 |  | 1019 |  | ZSPR | Sipat Super Thermal Power Proj
Surplus | M9481059396 | DRIVE WORM ASSY,3,AUMA,SG10.1 | NO | 1 | 16800.91 | ELECTRICAL ACTUATOR | Component & Spares | 2009-06-18 |  | 1019 |  | ZSPR | Sipat Super Thermal Power Proj
Surplus | M9481059397 | WORM SHAFT ASSY,AUMA,ACTUATOR,SG10.1 | NO | 1 | 21000.89 | ELECTRICAL ACTUATOR | Component & Spares | 2009-06-18 |  | 1019 |  | ZSPR | Sipat Super Thermal Power Proj
Surplus | M9481059398 | TORQUE DIAL,26.1-2,AUMA,SG07.1-F07 | NO | 1 | 2971.73 | ELECTRICAL ACTUATOR | Component & Spares | 2009-06-18 |  | 1019 |  | ZSPR | Sipat Super Thermal Power Proj
Surplus | M9481059399 | TORQUE DIAL,36.1-1,AUMA,SG07.1-F07 | NO | 1 | 2971.73 | ELECTRICAL ACTUATOR | Component & Spares | 2009-06-18 |  | 1019 |  | ZSPR | Sipat Super Thermal Power Proj
Surplus | M9481059406 | LIMIT STOP HSG ASSY,10,AUMA,SG07.1-F07 | NO | 1 | 4610.74 | ELECTRICAL ACTUATOR | Component & Spares | 2009-06-18 |  | 1019 |  | ZSPR | Sipat Super Thermal Power Proj
Surplus | M9481059407 | WORM WHEEL ASSY,4,AUMA,SG07.1-F07 | NO | 1 | 11474.11 | ELECTRICAL ACTUATOR | Component & Spares | 2009-06-18 |  | 1019 |  | ZSPR | Sipat Super Thermal Power Proj
Surplus | M9481059408 | DRIVE WORM ASSY,3,AUMA,SG07.1-F07 | NO | 1 | 16800.91 | ELECTRICAL ACTUATOR | Component & Spares | 2009-06-18 |  | 1019 |  | ZSPR | Sipat Super Thermal Power Proj
Surplus | M9481059409 | WORM SHAFT ASSY,2,AUMA,SG07.1-F07 | NO | 1 | 19003.34 | ELECTRICAL ACTUATOR | Component & Spares | 2009-06-18 |  | 1019 |  | ZSPR | Sipat Super Thermal Power Proj
Surplus | M9481059410 | MOTOR COUPLING,5.7,AUMA,SAR14.1-F14 | NO | 1 | 5174.15 | ELECTRICAL ACTUATOR | Component & Spares | 2009-06-18 |  | 1019 |  | ZSPR | Sipat Super Thermal Power Proj
Surplus | M9481059412 | PIN CARRIER,52.0 B,AUMA,ACTUATOR | NO | 1 | 36161.78 | ELECTRICAL ACTUATOR | Component & Spares | 2009-06-18 |  | 1019 |  | ZSPR | Sipat Super Thermal Power Proj
Surplus | M9481059413 | SOCKET CARRIER ASSY,51.0 A,AUMA | NO | 1 | 36161.78 | ELECTRICAL ACTUATOR | Component & Spares | 2009-06-18 |  | 1019 |  | ZSPR | Sipat Super Thermal Power Proj
Surplus | M9481059414 | TORQUE SWITCH DIAL,61.0-2,AUMA | NO | 1 | 2971.73 | ELECTRICAL ACTUATOR | Component & Spares | 2009-06-18 |  | 1019 |  | ZSPR | Sipat Super Thermal Power Proj
Surplus | M9481059415 | TORQUE SWITCH DIAL,61.0-1,AUMA | NO | 1 | 2971.73 | ELECTRICAL ACTUATOR | Component & Spares | 2009-06-18 |  | 1019 |  | ZSPR | Sipat Super Thermal Power Proj
Surplus | M9481059416 | CONTROL UNIT ASSY,AUMA,SAR14.1-F14 | NO | 1 | 51425.1 | ELECTRICAL ACTUATOR | Component & Spares | 2009-06-18 |  | 1019 |  | ZSPR | Sipat Super Thermal Power Proj
Surplus | M9481059417 | LIMIT/TORQUE SWITCH,Z101.653,AUMA | NO | 3 | 57405.57 | ELECTRICAL ACTUATOR | Component & Spares | 2009-07-01 |  | 1019 |  | ZSPR | Sipat Super Thermal Power Proj
Surplus | M9481059418 | PLANETARY GEAR,9,AUMA,SAR14.1-F14 | NO | 1 | 15366.78 | ELECTRICAL ACTUATOR | Component & Spares | 2009-06-18 |  | 1019 |  | ZSPR | Sipat Super Thermal Power Proj
Surplus | M9481059419 | SLIP CLUTCH,152.2,AUMA,SAR14.1-F14 | NO | 1 | 2049.77 | ELECTRICAL ACTUATOR | Component & Spares | 2009-06-18 |  | 1019 |  | ZSPR | Sipat Super Thermal Power Proj
Surplus | M9481059420 | TRANSDUCER IWG,152.1,AUMA,ACTUATOR | NO | 1 | 6454.63 | ELECTRICAL ACTUATOR | Component & Spares | 2009-06-18 |  | 1019 |  | ZSPR | Sipat Super Thermal Power Proj
Surplus | M9481059422 | WORM SHAFT ASSY,AUMA,SAR14.1-F14 | NO | 1 | 54959.23 | ELECTRICAL ACTUATOR | Component & Spares | 2009-06-18 |  | 1019 |  | ZSPR | Sipat Super Thermal Power Proj
Surplus | M9481059423N | MOTOR COUPLING,3.7,AUMA,ACTUATOR | NO | 1 | 33384.9 | ELECTRICAL ACTUATOR | Component & Spares | 2015-08-22 |  | 1019 |  | ZSPR | Sipat Super Thermal Power Proj
Surplus | M9481059424 | SWING LEVER ASSY,6,AUMA,ACTUATOR | NO | 4 | 11800.16 | ELECTRICAL ACTUATOR | Component & Spares | 2013-12-31 |  | 1019 |  | ZSPR | Sipat Super Thermal Power Proj
Surplus | M9481059425 | PIN CARRIER,8.77,AUMA,SA30.1-F30 | NO | 1 | 5020.49 | ELECTRICAL ACTUATOR | Component & Spares | 2009-06-18 |  | 1019 |  | ZSPR | Sipat Super Thermal Power Proj
Surplus | M9481059426 | SOCKET CARRIER ASSY,51,AUMA,SA30.1-F30 | NO | 1 | 13625.33 | ELECTRICAL ACTUATOR | Component & Spares | 2009-06-18 |  | 1019 |  | ZSPR | Sipat Super Thermal Power Proj
Surplus | M9481059427 | TORQUE SWITCH DIAL,61.0-2,AUMA | NO | 1 | 5942.44 | ELECTRICAL ACTUATOR | Component & Spares | 2009-06-18 |  | 1019 |  | ZSPR | Sipat Super Thermal Power Proj
Surplus | M9481059428 | SWITCHING DIAL,61.0-1,AUMA,ACTUATOR | NO | 1 | 5942.44 | ELECTRICAL ACTUATOR | Component & Spares | 2009-06-18 |  | 1019 |  | ZSPR | Sipat Super Thermal Power Proj
Surplus | M9481059432 | SLIP CLUTCH,567.1,AUMA,SA30.1-F30 | NO | 8 | 14278.72 | ELECTRICAL ACTUATOR | Component & Spares | 2021-04-13 |  | 1019 |  | ZSPR | Sipat Super Thermal Power Proj
Surplus | M9481059433 | POTENTIOMETER,153.1,AUMA,SA30.1-F30 | NO | 1 | 5942.44 | ELECTRICAL ACTUATOR | Component & Spares | 2009-06-18 |  | 1019 |  | ZSPR | Sipat Super Thermal Power Proj
Surplus | M9481059436 | MOTOR COUPLING,AUMA,ACTUATOR,SA25.1-F25 | NO | 1 | 11474.11 | ELECTRICAL ACTUATOR | Component & Spares | 2009-06-18 |  | 1019 |  | ZSPR | Sipat Super Thermal Power Proj
Surplus | M9481059437 | SWING LEVER ASSY,6,AUMA,SA25.1-F25 | NO | 1 | 3893.67 | ELECTRICAL ACTUATOR | Component & Spares | 2009-06-18 |  | 1019 |  | ZSPR | Sipat Super Thermal Power Proj
Surplus | M9481059438 | PIN CARRIER,8.77,AUMA,SA25.1-F25 | NO | 1 | 5020.49 | ELECTRICAL ACTUATOR | Component & Spares | 2009-06-18 |  | 1019 |  | ZSPR | Sipat Super Thermal Power Proj
Surplus | M9481059439 | SOCKET CARRIER ASSY,51,AUMA,SA25.1-F25 | NO | 1 | 13625.33 | ELECTRICAL ACTUATOR | Component & Spares | 2009-06-18 |  | 1019 |  | ZSPR | Sipat Super Thermal Power Proj
Surplus | M9481059440 | TORQUE SWITCH DIAL,61.0-2,AUMA | NO | 1 | 2971.73 | ELECTRICAL ACTUATOR | Component & Spares | 2009-06-18 |  | 1019 |  | ZSPR | Sipat Super Thermal Power Proj
Surplus | M9481059441 | TORQUE SWITCH DIAL,61.0-1,AUMA | NO | 1 | 2971.73 | ELECTRICAL ACTUATOR | Component & Spares | 2009-06-18 |  | 1019 |  | ZSPR | Sipat Super Thermal Power Proj
Surplus | M9481059443 | SWITCH,AUMA,ACTUATOR,SA25.1-F25 | NO | 3 | 14880.21 | ELECTRICAL ACTUATOR | Component & Spares | 2009-06-18 |  | 1019 |  | ZSPR | Sipat Super Thermal Power Proj
Surplus | M9481059445 | SLIP CLUTCH,152.2,AUMA,SA25.1-F25 | NO | 1 | 2049.77 | ELECTRICAL ACTUATOR | Component & Spares | 2009-06-18 |  | 1019 |  | ZSPR | Sipat Super Thermal Power Proj
Surplus | M9481059446 | POTENTIOMETER,153.1,AUMA,SA25.1-F25 | NO | 1 | 5942.44 | ELECTRICAL ACTUATOR | Component & Spares | 2009-06-18 |  | 1019 |  | ZSPR | Sipat Super Thermal Power Proj
Surplus | M9481059449 | MOTOR COUPLING ASSY,Z101.895,AUMA | NO | 11 | 17677.55 | ELECTRICAL ACTUATOR | Component & Spares | 2012-02-22 |  | 1019 |  | ZSPR | Sipat Super Thermal Power Proj
Surplus | M9481059450 | SWING LEVER ASSY,20,AUMA,ACTUATOR | NO | 4 | 11064.36 | ELECTRICAL ACTUATOR | Component & Spares | 2009-06-18 |  | 1019 |  | ZSPR | Sipat Super Thermal Power Proj
Surplus | M9481059451 | PIN CARRIER,52,AUMA,SA07.5-F10 | NO | 4 | 20078.96 | ELECTRICAL ACTUATOR | Component & Spares | 2009-06-18 |  | 1019 |  | ZSPR | Sipat Super Thermal Power Proj
Surplus | M9481059452 | SOCKET CARRIER ASSY,51,AUMA,SA07.5-F10 | NO | 4 | 54498.28 | ELECTRICAL ACTUATOR | Component & Spares | 2009-06-18 |  | 1019 |  | ZSPR | Sipat Super Thermal Power Proj
Surplus | M9481059453 | TORQUE SWITCH DIAL,61.0-2,AUMA | NO | 4 | 11883.88 | ELECTRICAL ACTUATOR | Component & Spares | 2009-06-18 |  | 1019 |  | ZSPR | Sipat Super Thermal Power Proj
Surplus | M9481059454 | TORQUE SWITCH DIAL,61.0-1,AUMA | NO | 4 | 11883.88 | ELECTRICAL ACTUATOR | Component & Spares | 2009-06-18 |  | 1019 |  | ZSPR | Sipat Super Thermal Power Proj
Surplus | M9481059456 | LIMIT/TORQUE SWITCH,MS05.3,AUMA,ACTUATOR | NO | 7 | 19313.56 | ELECTRICAL ACTUATOR | Component & Spares | 2009-06-18 |  | 1019 |  | ZSPR | Sipat Super Thermal Power Proj
Surplus | M9481059457 | PLANETARY GEAR,Z005.889A,AUMA,ACTUATOR | NO | 4 | 44254.4 | ELECTRICAL ACTUATOR | Component & Spares | 2009-06-18 |  | 1019 |  | ZSPR | Sipat Super Thermal Power Proj
Surplus | M9481059497 | HOLLOW DRIVE SHAFT AUMA ACTUATOR SA25A32 | NO | 14 | 56625.52 | ELECTRICAL ACTUATOR | Component & Spares | 2017-04-12 |  | 1019 |  | ZSPR | Sipat Super Thermal Power Proj
Surplus | M9481059508 | WORM SHAFT ASSEMBLY P/N 21 SA6-AUMA | NO | 1 | 6267.49 | ELECTRICAL ACTUATOR | Component & Spares | 2011-06-16 |  | 1019 |  | ZSPR | Sipat Super Thermal Power Proj
Surplus | M9481059516 | DECLUTCH LEVER,5,AUMA,ACTUATOR,SA6 | NO | 10 | 2316.2 | ELECTRICAL ACTUATOR | Component & Spares | 2011-06-06 |  | 1019 |  | ZSPR | Sipat Super Thermal Power Proj
Surplus | M9481059519 | COMPRESSING SPRING P/N 37 SA6-AUMA | NO | 16 | 1859.2 | ELECTRICAL ACTUATOR | Component & Spares | 2022-12-19 |  | 1019 |  | ZSPR | Sipat Super Thermal Power Proj
Surplus | M9481059522 | BALL BEARING,17,AUMA,ACTUATOR,SA6 | NO | 14 | 29886.08 | ELECTRICAL ACTUATOR | Component & Spares | 2017-04-12 |  | 1019 |  | ZSPR | Sipat Super Thermal Power Proj
Surplus | M9481059531 | WORM GEAR,AUMA,ACTUATOR,SA100A90 | NO | 1 | 19386.11 | ELECTRICAL ACTUATOR | Component & Spares | 2010-10-28 |  | 1019 |  | ZSPR | Sipat Super Thermal Power Proj
Surplus | M9481059534 | MOTOR PINION,2.1,AUMA,ACTUATOR,SA6A22 | NO | 21 | 23744.07 | ELECTRICAL ACTUATOR | Component & Spares | 2017-04-12 |  | 1019 |  | ZSPR | Sipat Super Thermal Power Proj
Surplus | M9481059564N | HAND WHEEL,Z004.259,AUMA | NO | 2 | 9385.32 | ELECTRICAL ACTUATOR | Component & Spares | 2012-03-27 |  | 1019 |  | ZSPR | Sipat Super Thermal Power Proj
Surplus | M9481059592 | BEARING FLANGE ASSY,2.0-1,AUMA,ACTUATOR | NO | 10 | 65142.4 | ELECTRICAL ACTUATOR | Component & Spares | 2013-02-19 |  | 1019 |  | ZSPR | Sipat Super Thermal Power Proj
Surplus | M9481059604 | BEARING FLANGE ASSY,2.0-1,AUMA,ACTUATOR | NO | 5 | 41037.25 | ELECTRICAL ACTUATOR | Component & Spares | 2013-02-19 |  | 1019 |  | ZSPR | Sipat Super Thermal Power Proj
Surplus | M9481059621 | PLUG SOCKET ASSY,554.0,AUMA,ACTUATOR | NO | 8 | 22763.84 | ELECTRICAL ACTUATOR | Component & Spares | 2015-05-28 |  | 1019 |  | ZSPR | Sipat Super Thermal Power Proj
Surplus | M9481059624 | PIN CARRIER ASSY,AUMA,ACTUATOR,SA 14.1 | NO | 1 | 56334.32 | ELECTRICAL ACTUATOR | Component & Spares | 2012-04-16 |  | 1019 |  | ZSPR | Sipat Super Thermal Power Proj
Surplus | M9481059625 | PIN CONTROL,59.0-1,AUMA,ACTUATOR,SA14.1 | NO | 40 | 5728.8 | ELECTRICAL ACTUATOR | Component & Spares | 2015-05-28 |  | 1019 |  | ZSPR | Sipat Super Thermal Power Proj
Surplus | M9481059636 | WORM WHEEL,Z000.049,AUMA,ACTUATOR | NO | 3 | 11724.81 | ELECTRICAL ACTUATOR | Component & Spares | 2013-02-19 |  | 1019 |  | ZSPR | Sipat Super Thermal Power Proj
Surplus | M9481059637 | TORQUE LEVER ASSY,Z001.649,AUMA,ACTUATOR | NO | 10 | 7818.3 | ELECTRICAL ACTUATOR | Component & Spares | 2013-02-19 |  | 1019 |  | ZSPR | Sipat Super Thermal Power Proj
Surplus | M9481059639 | CROWN WHEEL ASSY,Z0001.648,AUMA,ACTUATOR | NO | 10 | 11722.7 | ELECTRICAL ACTUATOR | Component & Spares | 2013-02-19 |  | 1019 |  | ZSPR | Sipat Super Thermal Power Proj
Surplus | M9481059642 | SEAL KIT,Z006.388,AUMA,ACTUATOR | NO | 5 | 2076.85 | ELECTRICAL ACTUATOR | Component & Spares | 2014-02-15 |  | 1019 |  | ZSPR | Sipat Super Thermal Power Proj
Surplus | M9481059643 | SEAL KIT,Z006.389,AUMA,ACTUATOR | NO | 5 | 23654 | ELECTRICAL ACTUATOR | Component & Spares | 2014-02-15 |  | 1019 |  | ZSPR | Sipat Super Thermal Power Proj
Surplus | M9481059647 | WORM WHEEL,Z000.941,AUMA,ACTUATOR | NO | 10 | 32379.7 | ELECTRICAL ACTUATOR | Component & Spares | 2014-02-15 |  | 1019 |  | ZSPR | Sipat Super Thermal Power Proj
Surplus | M9481059648 | TORQUE LEVER ASSY,Z001.649,AUMA,ACTUATOR | NO | 10 | 8179.8 | ELECTRICAL ACTUATOR | Component & Spares | 2015-05-28 |  | 1019 |  | ZSPR | Sipat Super Thermal Power Proj
Surplus | M9481059651 | MOTOR COUPLING,Z001.970,AUMA,ACTUATOR | NO | 15 | 16227.45 | ELECTRICAL ACTUATOR | Component & Spares | 2015-05-28 |  | 1019 |  | ZSPR | Sipat Super Thermal Power Proj
Surplus | M9481059652 | WORM WHEEL,Z002.136,AUMA,ACTUATOR | NO | 1 | 10375.98 | ELECTRICAL ACTUATOR | Component & Spares | 2014-02-15 |  | 1019 |  | ZSPR | Sipat Super Thermal Power Proj
Surplus | M9481059653 | TORQUE LEVER ASSY,17,AUMA,ACTUATOR | NO | 5 | 6403.65 | ELECTRICAL ACTUATOR | Component & Spares | 2015-05-28 |  | 1019 |  | ZSPR | Sipat Super Thermal Power Proj
Surplus | M9481059655 | CROWN WHEEL ASSY,19.0,AUMA,ACTUATOR | NO | 5 | 8397 | ELECTRICAL ACTUATOR | Component & Spares | 2014-02-15 |  | 1019 |  | ZSPR | Sipat Super Thermal Power Proj
Surplus | M9481059656 | SEAL KIT,Z006.394,AUMA,ACTUATOR,SA16.1 | NO | 12 | 17046.96 | ELECTRICAL ACTUATOR | Component & Spares | 2014-02-15 |  | 1019 |  | ZSPR | Sipat Super Thermal Power Proj
Surplus | M9481059657 | SEAL KIT,Z006.395,AUMA,ACTUATOR,SA16.1 | NO | 10 | 69713.5 | ELECTRICAL ACTUATOR | Component & Spares | 2014-02-15 |  | 1019 |  | ZSPR | Sipat Super Thermal Power Proj
Surplus | M9481059658 | WORM SHAFT ASSY,5.0-2,AUMA,ACTUATOR | NO | 5 | 44391.6 | ELECTRICAL ACTUATOR | Component & Spares | 2014-02-15 |  | 1019 |  | ZSPR | Sipat Super Thermal Power Proj
Surplus | M9481059663 | MOTOR COUPLING,Z001.659,AUMA,ACTUATOR | NO | 10 | 19193.3 | ELECTRICAL ACTUATOR | Component & Spares | 2014-02-15 |  | 1019 |  | ZSPR | Sipat Super Thermal Power Proj
Surplus | M9481059664 | WORM WHEEL ASSY,Z000.650,AUMA,ACTUATOR | NO | 4 | 25895.68 | ELECTRICAL ACTUATOR | Component & Spares | 2014-02-15 |  | 1019 |  | ZSPR | Sipat Super Thermal Power Proj
Surplus | M9481059669 | SEAL KIT,Z006.392,AUMA,ACTUATOR | NO | 10 | 7469.8 | ELECTRICAL ACTUATOR | Component & Spares | 2014-02-15 |  | 1019 |  | ZSPR | Sipat Super Thermal Power Proj
Surplus | M9481059670 | SEAL KIT,Z006.393,AUMA,ACTUATOR,SA14.1 | NO | 10 | 53951.7 | ELECTRICAL ACTUATOR | Component & Spares | 2014-02-15 |  | 1019 |  | ZSPR | Sipat Super Thermal Power Proj
Surplus | M9481059702 | SPUR GEAR,2.2,AUMA,ACTUATOR,SA30A32 | NO | 6 | 16212.42 | ELECTRICAL ACTUATOR | Component & Spares | 2011-06-06 |  | 1019 |  | ZSPR | Sipat Super Thermal Power Proj
Surplus | M9481059704 | HAND WHEEL COMPLETE FOR SA100 TYPE,AUMA | NO | 2 | 21800.68 | ELECTRICAL ACTUATOR | Component & Spares | 2012-02-10 |  | 1019 |  | ZSPR | Sipat Super Thermal Power Proj
Surplus | M9481059705 | HAND WHEEL COMPLETE FOR SA60 TYPE, AUMA | NO | 2 | 19515.38 | ELECTRICAL ACTUATOR | Component & Spares | 2012-02-10 |  | 1019 |  | ZSPR | Sipat Super Thermal Power Proj
Surplus | M9481059707 | HAND WHEEL FOR SA30 TYPE, AUMA | NO | 5 | 37045.8 | ELECTRICAL ACTUATOR | Component & Spares | 2012-02-10 |  | 1019 |  | ZSPR | Sipat Super Thermal Power Proj
Surplus | M9481059715 | MOTOR PINION FOR SAR100E45 AUMA ACTUATOR | NO | 4 | 7944.32 | ELECTRICAL ACTUATOR | Component & Spares | 2020-10-19 |  | 1019 |  | ZSPR | Sipat Super Thermal Power Proj
Surplus | M9481059718 | MOTOR PINION,2.1,AUMA,ACTUATOR,SA60A90 | NO | 3 | 2779.83 | ELECTRICAL ACTUATOR | Component & Spares | 2011-06-06 |  | 1019 |  | ZSPR | Sipat Super Thermal Power Proj
Surplus | M9481059722 | MOTOR PINION,2.1,AUMA,ACTUATOR,SA50E90 | NO | 5 | 9693.6 | ELECTRICAL ACTUATOR | Component & Spares | 2010-10-28 |  | 1019 |  | ZSPR | Sipat Super Thermal Power Proj
Surplus | M9481059726 | MOTOR PINION FOR SA6E90 AUMA ACTUATOR | NO | 1 | 1433.39 | ELECTRICAL ACTUATOR | Component & Spares | 2011-06-06 |  | 1019 |  | ZSPR | Sipat Super Thermal Power Proj
Surplus | M9481059728 | SPUR GEAR,2.2,AUMA,ACTUATOR,SA100AB32 | NO | 2 | 6485.96 | ELECTRICAL ACTUATOR | Component & Spares | 2011-06-06 |  | 1019 |  | ZSPR | Sipat Super Thermal Power Proj
Surplus | M9481059736 | SEAL KIT,S1(A M),AUMA,ACTUATOR | NO | 2 | 3755.52 | ELECTRICAL ACTUATOR | Component & Spares | 2012-04-16 |  | 1019 |  | ZSPR | Sipat Super Thermal Power Proj
Surplus | M9481059737 | SEAL KIT,S1(A M),AUMA,ACTUATOR | NO | 2 | 3755.52 | ELECTRICAL ACTUATOR | Component & Spares | 2012-04-16 |  | 1019 |  | ZSPR | Sipat Super Thermal Power Proj
Surplus | M9481059748 | SELECTOR SWITCH,2.5(AM),AUMA | NO | 10 | 16052.4 | ELECTRICAL ACTUATOR | Component & Spares | 2009-09-29 |  | 1019 |  | ZSPR | Sipat Super Thermal Power Proj
Surplus | M9481059749 | SELECTOR SWITCH,K000.717,AUMA,ACTUATOR | NO | 35 | 55569.5 | ELECTRICAL ACTUATOR | Component & Spares | 2012-04-02 |  | 1019 |  | ZSPR | Sipat Super Thermal Power Proj
Surplus | M9481059760 | MOTOR,AUMA,ACTUATOR,SA07.5 | NO | 1 | 27356.49 | ELECTRICAL ACTUATOR | Component & Spares | 2014-02-15 |  | 1019 |  | ZSPR | Sipat Super Thermal Power Proj
Surplus | M9481059762 | WORM WHEEL ASSY,AUMA,ACTUATOR | NO | 1 | 72668.27 | ELECTRICAL ACTUATOR | Component & Spares | 2013-12-31 |  | 1019 |  | ZSPR | Sipat Super Thermal Power Proj
Surplus | M9481059765 | WORM WHEEL ASSY,Z000.791,AUMA,ACTUATOR | NO | 5 | 16190.35 | ELECTRICAL ACTUATOR | Component & Spares | 2014-02-15 |  | 1019 |  | ZSPR | Sipat Super Thermal Power Proj
Surplus | M9481059796 | ELECTRIC MOTOR,AUMA,ACTUATOR,SAR10.1 | NO | 2 | 68947.04 | ELECTRICAL ACTUATOR | Component & Spares | 2014-02-15 |  | 1019 |  | ZSPR | Sipat Super Thermal Power Proj
Surplus | M9481059806 | SOCKET,54,AUMA,ACTUATOR,SA14.1 | NO | 40 | 11374 | ELECTRICAL ACTUATOR | Component & Spares | 2015-05-28 |  | 1019 |  | ZSPR | Sipat Super Thermal Power Proj
Surplus | M9481059807 | SOCKET,54,AUMA,ACTUATOR,SA7.1/7.5/10.1 | NO | 11 | 31299.95 | ELECTRICAL ACTUATOR | Component & Spares | 2015-05-28 |  | 1019 |  | ZSPR | Sipat Super Thermal Power Proj
Surplus | M9481059809 | COUPLING ASSY,5.8,AUMA,ACTUATOR,SA16.1 | NO | 5 | 12038.7 | ELECTRICAL ACTUATOR | Component & Spares | 2014-02-15 |  | 1019 |  | ZSPR | Sipat Super Thermal Power Proj
Surplus | M9481059811 | COUPLING ASSY,5.8,AUMA,ACTUATOR,SA7.1 | NO | 5 | 7202 | ELECTRICAL ACTUATOR | Component & Spares | 2014-02-15 |  | 1019 |  | ZSPR | Sipat Super Thermal Power Proj
Surplus | M9481059814 | HOLLOW SHAFT ASSY,3,AUMA,ACTUATOR,SA10.1 | NO | 5 | 67747.1 | ELECTRICAL ACTUATOR | Component & Spares | 2013-02-19 |  | 1019 |  | ZSPR | Sipat Super Thermal Power Proj
Surplus | M9481059815 | HOLLOW SHAFT ASSY,3,AUMA,ACTUATOR,SA7.1 | NO | 10 | 71990.2 | ELECTRICAL ACTUATOR | Component & Spares | 2014-02-15 |  | 1019 |  | ZSPR | Sipat Super Thermal Power Proj
Surplus | M9481059826 | CONTROL TRANSFORMER,3,AUMA,ACTUATOR | NO | 20 | 33804 | ELECTRICAL ACTUATOR | Component & Spares | 2015-06-15 |  | 1019 |  | ZSPR | Sipat Super Thermal Power Proj
Surplus | M9481059833 | SEAL KIT,S1,AUMA,ACTUATOR,SA30.1 | NO | 22 | 43124.18 | ELECTRICAL ACTUATOR | Component & Spares | 2012-03-31 |  | 1019 |  | ZSPR | Sipat Super Thermal Power Proj
Surplus | M9481059835 | SEAL KIT,Z006.392,AUMA,SAR14.1 | NO | 2 | 3755.52 | ELECTRICAL ACTUATOR | Component & Spares | 2012-04-16 |  | 1019 |  | ZSPR | Sipat Super Thermal Power Proj
Surplus | M9481059836 | SEAL KIT,Z000.390,AUMA,ACTUATOR | NO | 3 | 1693.95 | ELECTRICAL ACTUATOR | Component & Spares | 2012-02-22 |  | 1019 |  | ZSPR | Sipat Super Thermal Power Proj
Surplus | M9481059837 | SEAL KIT,Z006.388,AUMA,ACTUATOR | NO | 7 | 7111.37 | ELECTRICAL ACTUATOR | Component & Spares | 2012-02-22 |  | 1019 |  | ZSPR | Sipat Super Thermal Power Proj
Surplus | M9481059843 | WORM SHAFT ASSY,5,AUMA,ACTUATOR | NO | 3 | 43385.16 | ELECTRICAL ACTUATOR | Component & Spares | 2013-02-19 |  | 1019 |  | ZSPR | Sipat Super Thermal Power Proj
Surplus | M9481059844 | PULL ROD ASSY,5.37,AUMA,ACTUATOR,SA07.5 | NO | 10 | 20618.2 | ELECTRICAL ACTUATOR | Component & Spares | 2012-04-02 |  | 1019 |  | ZSPR | Sipat Super Thermal Power Proj
Surplus | M9481059846 | GEAR SEGMENT,18,AUMA,ACTUATOR,SA07.5 | SET | 10 | 5208.4 | ELECTRICAL ACTUATOR | Component & Spares | 2013-02-19 |  | 1019 |  | ZSPR | Sipat Super Thermal Power Proj
Surplus | M9481059852 | SWING LEVER ASSY,20,AUMA,ACTUATOR,SA14.1 | NO | 19 | 25250.81 | ELECTRICAL ACTUATOR | Component & Spares | 2014-02-15 |  | 1019 |  | ZSPR | Sipat Super Thermal Power Proj
Surplus | M9481059853 | WORM WHEEL ASSY,6,AUMA,ACTUATOR,SA14.1 | NO | 4 | 25895.68 | ELECTRICAL ACTUATOR | Component & Spares | 2014-02-15 |  | 1019 |  | ZSPR | Sipat Super Thermal Power Proj
Surplus | M9481059854 | COUPLING,5.8,AUMA,ACTUATOR,SA14.1 | NO | 10 | 24076.4 | ELECTRICAL ACTUATOR | Component & Spares | 2014-02-15 |  | 1019 |  | ZSPR | Sipat Super Thermal Power Proj
Surplus | M9481059861N | CONTROL UNIT ASSY,559.0-1,AUMA,ACTUATOR | NO | 5 | 32146.65 | ELECTRICAL ACTUATOR | Component & Spares | 2010-03-17 |  | 1019 |  | ZSPR | Sipat Super Thermal Power Proj
Surplus | M9481059866 | WORM SHAFT ASSY,5,AUMA,ACTUATOR | NO | 3 | 48856.53 | ELECTRICAL ACTUATOR | Component & Spares | 2013-02-19 |  | 1019 |  | ZSPR | Sipat Super Thermal Power Proj
Surplus | M9481059867 | PLANETARY GEAR ASSY,9,AUMA,ACTUATOR | NO | 5 | 25193.65 | ELECTRICAL ACTUATOR | Component & Spares | 2014-02-15 |  | 1019 |  | ZSPR | Sipat Super Thermal Power Proj
Surplus | M9481059869 | WORM WHEEL,6,AUMA,ACTUATOR,SA10.1.F10 | NO | 3 | 15241.92 | ELECTRICAL ACTUATOR | Component & Spares | 2013-02-19 |  | 1019 |  | ZSPR | Sipat Super Thermal Power Proj
Surplus | M9481059870 | SWING LEVER ASSY,20,AUMA,ACTUATOR,SA10.1 | NO | 5 | 10422.95 | ELECTRICAL ACTUATOR | Component & Spares | 2013-02-19 |  | 1019 |  | ZSPR | Sipat Super Thermal Power Proj
Surplus | M9481059872 | CROWN WHEEL ASSY,19,AUMA,ACTUATOR,SA10.1 | NO | 20 | 20008.2 | ELECTRICAL ACTUATOR | Component & Spares | 2015-05-28 |  | 1019 |  | ZSPR | Sipat Super Thermal Power Proj
Surplus | M9481059873 | GEAR SEGMENT,18,AUMA,ACTUATOR,SA10.1.F10 | NO | 5 | 2603.7 | ELECTRICAL ACTUATOR | Component & Spares | 2013-02-19 |  | 1019 |  | ZSPR | Sipat Super Thermal Power Proj
Surplus | M9481059877 | PULL ROD ASSY,5.37,AUMA,ACTUATOR,SA14.1 | NO | 10 | 24900 | ELECTRICAL ACTUATOR | Component & Spares | 2014-02-15 |  | 1019 |  | ZSPR | Sipat Super Thermal Power Proj
Surplus | M9481059888 | MOTOR,AUMA,ACTUATOR,0.12KW,1400RPM | NO | 1 | 22517.89 | ELECTRICAL ACTUATOR | Component & Spares | 2012-12-29 |  | 1019 |  | ZSPR | Sipat Super Thermal Power Proj
Surplus | M9481059899 | SEAL KIT,Z006.391,AUMA,ACTUATOR,SA10.1 | NO | 10 | 47327.6 | ELECTRICAL ACTUATOR | Component & Spares | 2014-02-15 |  | 1019 |  | ZSPR | Sipat Super Thermal Power Proj
Surplus | M9481059909 | MOTOR COUPLING,5.7,AUMA,ACTUATOR | NO | 5 | 4796.5 | ELECTRICAL ACTUATOR | Component & Spares | 2014-02-15 |  | 1019 |  | ZSPR | Sipat Super Thermal Power Proj
Surplus | M9481059911 | WORM SHAFT ASSY,5,AUMA,ACTUATOR | NO | 5 | 44391.6 | ELECTRICAL ACTUATOR | Component & Spares | 2014-02-15 |  | 1019 |  | ZSPR | Sipat Super Thermal Power Proj
Surplus | M9481059913N | CONTROL UNIT,60,AUMA,ACTUATOR,SA07.1-F10 | NO | 7 | 45005.31 | ELECTRICAL ACTUATOR | Component & Spares | 2010-03-17 |  | 1019 |  | ZSPR | Sipat Super Thermal Power Proj
Surplus | M9481059915N | CONTROL UNIT,60,AUMA,ACTUATOR,SA10.1.F10 | NO | 10 | 64293.3 | ELECTRICAL ACTUATOR | Component & Spares | 2010-03-17 |  | 1019 |  | ZSPR | Sipat Super Thermal Power Proj
Surplus | M9481059916 | MOTOR COUPLING,5.7,AUMA,ACTUATOR | NO | 10 | 9592 | ELECTRICAL ACTUATOR | Component & Spares | 2014-02-15 |  | 1019 |  | ZSPR | Sipat Super Thermal Power Proj
Surplus | M9481059977 | E-PAC MODULE:V 3.2 FOR ACTR:SAR6E11 AUMA | NO | 1 | 4166.67 | ELECTRICAL ACTUATOR | Component & Spares | 2015-07-16 |  | 1019 |  | ZSPR | Sipat Super Thermal Power Proj
Surplus | M9481070942 | MOTOR,AUMA,ACTUATOR,SA14.1A45 | NO | 1 | 52230.26 | ELECTRICAL ACTUATOR | Component & Spares | 2014-02-15 |  | 1019 |  | ZSPR | Sipat Super Thermal Power Proj
Surplus | M9481071273 | WORM WHEEL ASSY,6,AUMA,ACTUATOR | NO | 15 | 37350.3 | ELECTRICAL ACTUATOR | Component & Spares | 2014-02-15 |  | 1019 |  | ZSPR | Sipat Super Thermal Power Proj
Surplus | M9481080001 | GEAR CONTROL UNIT,36 Z011.210,ACTUATOR | NO | 4 | 19267 | ELECTRICAL ACTUATOR | Component & Spares | 2014-06-12 |  | 1019 |  | ZSPR | Sipat Super Thermal Power Proj
Surplus | M9481120009 | TIMER BOARD ASSY,Z021.857,ACTUATOR | NO | 1 | 18578.89 | ELECTRICAL ACTUATOR | Component & Spares | 2011-08-04 |  | 1019 |  | ZSPR | Sipat Super Thermal Power Proj
Surplus | M9481300099 | KNOB ASSY,77003,ROTORK SYNCROPAK | NO | 30 | 55344.9 | ELECTRICAL ACTUATOR | Component & Spares | 2015-12-07 |  | 1019 |  | ZSPR | Sipat Super Thermal Power Proj
Surplus | M9481300100 | CONTROL SPINDLE KNOB,77004,ACTUATOR | NO | 30 | 58400.1 | ELECTRICAL ACTUATOR | Component & Spares | 2015-12-07 |  | 1019 |  | ZSPR | Sipat Super Thermal Power Proj
Surplus | M9481300168 | WORM SHAFT,71044,ROTORK CONTROLS | NO | 1 | 4550.97 | ELECTRICAL ACTUATOR | Component & Spares | 2011-11-25 |  | 1019 |  | ZSPR | Sipat Super Thermal Power Proj
Surplus | M9481300189 | HAND AUTO ASSY,71012,ROTORK CONTROLS,K30 | NO | 12 | 13305.96 | ELECTRICAL ACTUATOR | Component & Spares | 2011-11-25 |  | 1019 |  | ZSPR | Sipat Super Thermal Power Proj
Surplus | M9481306023 | PLUG&SOCKET,ROTORK,ACTUATOR,K60 | NO | 1 | 74680 | ELECTRICAL ACTUATOR | Component & Spares | 2008-04-16 |  | 1019 |  | ZSPR | Sipat Super Thermal Power Proj
Surplus | M9481306030 | CENTER COLUMN,3,ROTORK CONTROLS,ACTUATOR | NO | 13 | 50996.4 | ELECTRICAL ACTUATOR | Component & Spares | 2012-06-26 |  | 1019 |  | ZSPR | Sipat Super Thermal Power Proj
Surplus | M9481306031 | LSD SHAFT,21,ROTORK CONTROLS,K30,18RPM | NO | 13 | 6610.11 | ELECTRICAL ACTUATOR | Component & Spares | 2012-06-26 |  | 1019 |  | ZSPR | Sipat Super Thermal Power Proj
Surplus | M9481306033 | YOKE ASSY,3,ROTORK CONTROLS,ACTUATOR,K30 | NO | 13 | 11328.85 | ELECTRICAL ACTUATOR | Component & Spares | 2012-06-26 |  | 1019 |  | ZSPR | Sipat Super Thermal Power Proj
Surplus | M9481306037 | YOKE RETURN SPRING,ROTORK CONTROLS,K30 | NO | 3 | 1.02 | ELECTRICAL ACTUATOR | Component & Spares | 2008-11-04 |  | 1019 |  | ZSPR | Sipat Super Thermal Power Proj
Surplus | M9481306038 | CENTER COLUMN,ROTORK CONTROLS,K60,24RPM | NO | 4 | 15157.96 | ELECTRICAL ACTUATOR | Component & Spares | 2012-06-26 |  | 1019 |  | ZSPR | Sipat Super Thermal Power Proj
Surplus | M9481306039 | LSD SHAFT,21,ROTORK CONTROLS,ACTUATOR | NO | 4 | 1965.96 | ELECTRICAL ACTUATOR | Component & Spares | 2012-06-26 |  | 1019 |  | ZSPR | Sipat Super Thermal Power Proj
Surplus | M9481306041 | YOKE ASSY,1687Z00CP3,ROTORK CONTROLS,K60 | NO | 4 | 3367.12 | ELECTRICAL ACTUATOR | Component & Spares | 2012-06-26 |  | 1019 |  | ZSPR | Sipat Super Thermal Power Proj
Surplus | M9481306045 | YOKE RETURN SPRING,ROTORK CONTROLS,K60 | NO | 2 | 1.02 | ELECTRICAL ACTUATOR | Component & Spares | 2008-11-04 |  | 1019 |  | ZSPR | Sipat Super Thermal Power Proj
Surplus | M9481306046 | CENTER COLUMN,71041,ROTORK CONTROLS,K150 | NO | 5 | 19195.2 | ELECTRICAL ACTUATOR | Component & Spares | 2012-06-26 |  | 1019 |  | ZSPR | Sipat Super Thermal Power Proj
Surplus | M9481306047 | LSD SHAFT,ROTORK CONTROLS,K150,36RPM | NO | 5 | 2489.15 | ELECTRICAL ACTUATOR | Component & Spares | 2012-06-26 |  | 1019 |  | ZSPR | Sipat Super Thermal Power Proj
Surplus | M9481306048 | WORM SHFT/WHEEL,40:1,ROTORK CONTROLS | NO | 1 | 4327.98 | ELECTRICAL ACTUATOR | Component & Spares | 2008-11-04 |  | 1019 |  | ZSPR | Sipat Super Thermal Power Proj
Surplus | M9481306049 | YOKE ASSY,1687Z00CP3,ROTORK CONTROLS | NO | 7 | 6058.22 | ELECTRICAL ACTUATOR | Component & Spares | 2012-06-26 |  | 1019 |  | ZSPR | Sipat Super Thermal Power Proj
Surplus | M9481306053 | OIL SEAL SET,1687Z00CP3,ROTORK CONTROLS | NO | 11 | 12289.31 | ELECTRICAL ACTUATOR | Component & Spares | 2012-06-26 |  | 1019 |  | ZSPR | Sipat Super Thermal Power Proj
Surplus | M9481306055 | CENTER COLUMN,ROTORK CONTROLS,K300,36RPM | NO | 17 | 75047.01 | ELECTRICAL ACTUATOR | Component & Spares | 2012-06-26 |  | 1019 |  | ZSPR | Sipat Super Thermal Power Proj
Surplus | M9481306056 | LSD SHAFT,ROTORK CONTROLS,K300,36RPM | NO | 17 | 12506.73 | ELECTRICAL ACTUATOR | Component & Spares | 2012-06-26 |  | 1019 |  | ZSPR | Sipat Super Thermal Power Proj
Surplus | M9481306057 | WORM SHAFT/WHEEL,ROTORK CONTROLS,K300 | NO | 4 | 24755.52 | ELECTRICAL ACTUATOR | Component & Spares | 2008-11-04 |  | 1019 |  | ZSPR | Sipat Super Thermal Power Proj
Surplus | M9481306058 | YOKE ASSY,ROTORK CONTROLS,K300,36RPM | NO | 17 | 17551.48 | ELECTRICAL ACTUATOR | Component & Spares | 2012-06-26 |  | 1019 |  | ZSPR | Sipat Super Thermal Power Proj
Surplus | M9481306063 | YOKE RETURN SPRING,ROTORK CONTROLS,K300 | NO | 5 | 885.6 | ELECTRICAL ACTUATOR | Component & Spares | 2008-11-04 |  | 1019 |  | ZSPR | Sipat Super Thermal Power Proj
Surplus | M9481306064 | CENTER COLUMN,73041,ROTORK CONTROLS,K500 | NO | 6 | 36008.46 | ELECTRICAL ACTUATOR | Component & Spares | 2012-06-26 |  | 1019 |  | ZSPR | Sipat Super Thermal Power Proj
Surplus | M9481306067 | YOKE ASSY,ROTORK CONTROLS,K500-G3A,36RPM | NO | 6 | 15828.06 | ELECTRICAL ACTUATOR | Component & Spares | 2012-06-26 |  | 1019 |  | ZSPR | Sipat Super Thermal Power Proj
Surplus | M9481306069 | HAND WHEEL RETAINER,ROTORK CONTROLS | NO | 7 | 4049.64 | ELECTRICAL ACTUATOR | Component & Spares | 2019-12-27 |  | 1019 |  | ZSPR | Sipat Super Thermal Power Proj
Surplus | M9481306071 | OIL SEAL SET,ROTORK CONTROLS,ACTUATOR | NO | 23 | 62189.47 | ELECTRICAL ACTUATOR | Component & Spares | 2012-06-26 |  | 1019 |  | ZSPR | Sipat Super Thermal Power Proj
Surplus | M9481306074 | LSD SHAFT,ROTORK CONTROLS,K600,96RPM | NO | 4 | 52467.44 | ELECTRICAL ACTUATOR | Component & Spares | 2012-06-26 |  | 1019 |  | ZSPR | Sipat Super Thermal Power Proj
Surplus | M9481306075 | WORM SHAFT/WHEEL,73043,ROTORK CONTROLS | NO | 2 | 21613.62 | ELECTRICAL ACTUATOR | Component & Spares | 2008-11-04 |  | 1019 |  | ZSPR | Sipat Super Thermal Power Proj
Surplus | M9481306076 | YOKE ASSY,ROTORK CONTROLS,K600 G1/G2A | NO | 3 | 8176.56 | ELECTRICAL ACTUATOR | Component & Spares | 2012-06-26 |  | 1019 |  | ZSPR | Sipat Super Thermal Power Proj
Surplus | M9481306080 | OIL SEAL SET,ROTORK CONTROLS,ACTUATOR | NO | 6 | 8509.62 | ELECTRICAL ACTUATOR | Component & Spares | 2012-06-26 |  | 1019 |  | ZSPR | Sipat Super Thermal Power Proj
Surplus | M9481306081 | YOKE RETURN SPRING,ROTORK CONTROLS,K600 | NO | 2 | 437.42 | ELECTRICAL ACTUATOR | Component & Spares | 2008-11-04 |  | 1019 |  | ZSPR | Sipat Super Thermal Power Proj
Surplus | M9481306082 | CENTER COLUMN,2,ROTORK CONTROLS,K800 | NO | 4 | 33868.16 | ELECTRICAL ACTUATOR | Component & Spares | 2012-06-26 |  | 1019 |  | ZSPR | Sipat Super Thermal Power Proj
Surplus | M9481306085 | YOKE ASSY,ROTORK CONTROLS,K800,36RPM | NO | 4 | 11381.76 | ELECTRICAL ACTUATOR | Component & Spares | 2012-06-26 |  | 1019 |  | ZSPR | Sipat Super Thermal Power Proj
Surplus | M9481306089 | OIL SEAL SET,ROTORK CONTROLS,ACTUATOR | NO | 11 | 22617.54 | ELECTRICAL ACTUATOR | Component & Spares | 2012-06-26 |  | 1019 |  | ZSPR | Sipat Super Thermal Power Proj
Surplus | M9481306090 | YOKE RETURN SPRING,ROTORK CONTROLS,36RPM | NO | 2 | 538.84 | ELECTRICAL ACTUATOR | Component & Spares | 2008-11-04 |  | 1019 |  | ZSPR | Sipat Super Thermal Power Proj
Surplus | M9481306091 | CENTER COLUMN,1687Z00CP3,ROTORK CONTROLS | NO | 5 | 42890.55 | ELECTRICAL ACTUATOR | Component & Spares | 2012-06-26 |  | 1019 |  | ZSPR | Sipat Super Thermal Power Proj
Surplus | M9481306092 | LIMIT SWITCH,74042,ROTORK CONTROLS,K1000 | NO | 2 | 1818.52 | ELECTRICAL ACTUATOR | Component & Spares | 2012-06-26 |  | 1019 |  | ZSPR | Sipat Super Thermal Power Proj
Surplus | M9481306094 | YOKE ASSY,ROTORK CONTROLS,K1000,96RPM | NO | 5 | 14414.3 | ELECTRICAL ACTUATOR | Component & Spares | 2012-06-26 |  | 1019 |  | ZSPR | Sipat Super Thermal Power Proj
Surplus | M9481306098 | OIL SEAL SET,ROTORK CONTROLS,K1000,96RPM | NO | 11 | 22078.21 | ELECTRICAL ACTUATOR | Component & Spares | 2012-06-26 |  | 1019 |  | ZSPR | Sipat Super Thermal Power Proj
Surplus | M9481306099 | YOKE RETURN SPRING,ROTORK CONTROLS,K1000 | NO | 2 | 538.84 | ELECTRICAL ACTUATOR | Component & Spares | 2008-11-04 |  | 1019 |  | ZSPR | Sipat Super Thermal Power Proj
Surplus | M9481306101 | MOTOR ASSY,ACTUATOR,K300 F14B | NO | 3 | 41697.15 | ELECTRICAL ACTUATOR | Component & Spares | 2015-12-07 |  | 1019 |  | ZSPR | Sipat Super Thermal Power Proj
Surplus | M9481306104 | MOTOR ASSY,ROTORK,ACTUATOR,K600G1/G2A | NO | 1 | 32703.52 | ELECTRICAL ACTUATOR | Component & Spares | 2015-12-07 |  | 1019 |  | ZSPR | Sipat Super Thermal Power Proj
Surplus | M9481306106 | MOTOR,ACTUATOR,K300 G1/G2A,96RPM | NO | 4 | 55280.32 | ELECTRICAL ACTUATOR | Component & Spares | 2015-12-07 |  | 1019 |  | ZSPR | Sipat Super Thermal Power Proj
Surplus | M9481306107 | MOTOR,ACTUATOR,K150GOA,96RPM | NO | 1 | 8029.31 | ELECTRICAL ACTUATOR | Component & Spares | 2011-11-25 |  | 1019 |  | ZSPR | Sipat Super Thermal Power Proj
Surplus | M9481306113 | FEEDBACK TRANSMITTER,RCIL 2W/3W,ROTORK | NO | 3 | 2629.53 | ELECTRICAL ACTUATOR | Component & Spares | 2014-03-07 |  | 1019 |  | ZSPR | Sipat Super Thermal Power Proj
Surplus | M9481306150 | WORM SHAFT/WHEEL,ROTORK CONTROLS,K300 | NO | 2 | 13014.42 | ELECTRICAL ACTUATOR | Component & Spares | 2011-11-25 |  | 1019 |  | ZSPR | Sipat Super Thermal Power Proj
Surplus | M9481306163 | SEAL KIT,ROTORK CONTROLS,K800 | NO | 6 | 2779.2 | ELECTRICAL ACTUATOR | Component & Spares | 2012-06-26 |  | 1019 |  | ZSPR | Sipat Super Thermal Power Proj
Surplus | M9481306292 | WORM SHAFT/WHEEL,1687Z00CP3,ACTUATOR | NO | 1 | 4530.71 | ELECTRICAL ACTUATOR | Component & Spares | 2011-11-25 |  | 1019 |  | ZSPR | Sipat Super Thermal Power Proj
Surplus | M9481306294 | PINION RING,ROTORK CONTROLS,ACTUATOR | NO | 4 | 12799.76 | ELECTRICAL ACTUATOR | Component & Spares | 2016-01-11 |  | 1019 |  | ZSPR | Sipat Super Thermal Power Proj
Surplus | M9481306314 | WORM WHEEL&SHAFT,ROTORK,ACTUATOR | NO | 1 | 4532.28 | ELECTRICAL ACTUATOR | Component & Spares | 2011-11-25 |  | 1019 |  | ZSPR | Sipat Super Thermal Power Proj
Surplus | M9481306318 | PINION RING,ROTORK CONTROLS,ACTUATOR,K30 | NO | 4 | 12808.76 | ELECTRICAL ACTUATOR | Component & Spares | 2015-12-07 |  | 1019 |  | ZSPR | Sipat Super Thermal Power Proj
Surplus | M9481306335 | FELT SEAL KIT,72005,ROTORK CONTROLS,K300 | NO | 10 | 2868.9 | ELECTRICAL ACTUATOR | Component & Spares | 2012-06-26 |  | 1019 |  | ZSPR | Sipat Super Thermal Power Proj
Surplus | M9481306336 | FELT SEAL KIT,73005,ROTORK CONTROLS | NO | 10 | 3773.5 | ELECTRICAL ACTUATOR | Component & Spares | 2012-06-26 |  | 1019 |  | ZSPR | Sipat Super Thermal Power Proj
Surplus | M9481306577 | OIL SEAL KIT,ROTORK CONTROLS,K60,24RPM | NO | 6 | 6652.32 | ELECTRICAL ACTUATOR | Component & Spares | 2012-06-26 |  | 1019 |  | ZSPR | Sipat Super Thermal Power Proj
Surplus | M9481306580 | ACTUATOR,ELE,18RPM,K150F10E,ROTORK | NO | 1 | 73648 | ELECTRICAL ACTUATOR | Component & Spares | 2007-03-12 |  | 1019 |  | ZSPR | Sipat Super Thermal Power Proj
Surplus | M9481306581 | ACTUATOR,ELE,18RPM,K60F10E,ROTORK | NO | 1 | 72461 | ELECTRICAL ACTUATOR | Component & Spares | 2007-03-12 |  | 1019 |  | ZSPR | Sipat Super Thermal Power Proj
Surplus | M9481306688 | WORM SHAFT/WHEEL,ACTUATOR,K30,48RPM | NO | 1 | 4524.24 | ELECTRICAL ACTUATOR | Component & Spares | 2011-11-25 |  | 1019 |  | ZSPR | Sipat Super Thermal Power Proj
Surplus | M9481306786 | GEAR CASE,ROTORK CONTROLS,ACTUATOR,K60 | NO | 2 | 23616.8 | ELECTRICAL ACTUATOR | Component & Spares | 2011-11-25 |  | 1019 |  | ZSPR | Sipat Super Thermal Power Proj
Surplus | M9481306790 | MOTOR ASSY,ROTORK CONTROLS,ACTUATOR,K60 | NO | 1 | 10045.59 | ELECTRICAL ACTUATOR | Component & Spares | 2010-08-21 |  | 1019 |  | ZSPR | Sipat Super Thermal Power Proj
Surplus | M9481306797 | GEAR CASE ASSY,71010,ROTORK CONTROLS | NO | 2 | 23616.8 | ELECTRICAL ACTUATOR | Component & Spares | 2011-11-25 |  | 1019 |  | ZSPR | Sipat Super Thermal Power Proj
Surplus | M9481306813 | TOP HAND WHEEL ASSY,72021,ACTUATOR | NO | 6 | 15596.1 | ELECTRICAL ACTUATOR | Component & Spares | 2011-11-25 |  | 1019 |  | ZSPR | Sipat Super Thermal Power Proj
Surplus | M9481306870 | GEAR BOX,BRQT07,ROTORK,ACTUATOR | NO | 1 | 65967.43 | ELECTRICAL ACTUATOR | Component & Spares | 2011-12-07 |  | 1019 |  | ZSPR | Sipat Super Thermal Power Proj
Surplus | M9481341772 | CLUTCH RING,24194,ROTORK CONTROLS,K60 | NO | 4 | 3830.72 | ELECTRICAL ACTUATOR | Component & Spares | 2015-12-07 |  | 1019 |  | ZSPR | Sipat Super Thermal Power Proj
Surplus | M9481345774 | CLUTCH RING,21931,ROTORK CONTROLS,K300 | NO | 8 | 13345.04 | ELECTRICAL ACTUATOR | Component & Spares | 2016-01-11 |  | 1019 |  | ZSPR | Sipat Super Thermal Power Proj
Surplus | M9481345792 | HAND AUTO ASSY,72012,ROTORK CONTROLS | NO | 8 | 10765.28 | ELECTRICAL ACTUATOR | Component & Spares | 2011-11-25 |  | 1019 |  | ZSPR | Sipat Super Thermal Power Proj
Surplus | M9481406012 | TANDEM SWITCH,36-3.2,AUMA,ACTUATOR | NO | 5 | 74987.55 | ELECTRICAL ACTUATOR | Component & Spares | 2021-09-02 |  | 1019 |  | ZSPR | Sipat Super Thermal Power Proj
Surplus | M9481406015 | WORM WHEEL,Z000.791,AUMA,ACTUATOR,SA10.1 | NO | 3 | 13205.97 | ELECTRICAL ACTUATOR | Component & Spares | 2012-02-22 |  | 1019 |  | ZSPR | Sipat Super Thermal Power Proj
Surplus | M9481406016 | WORM WHEEL,Z000.050,AUMA,ACTUATOR,SA07.5 | NO | 4 | 13544.16 | ELECTRICAL ACTUATOR | Component & Spares | 2012-02-22 |  | 1019 |  | ZSPR | Sipat Super Thermal Power Proj
Surplus | M9481406029 | CROWN WHEEL ASSY,Z014.274,AUMA,ACTUATOR | NO | 5 | 21453.9 | ELECTRICAL ACTUATOR | Component & Spares | 2013-12-31 |  | 1019 |  | ZSPR | Sipat Super Thermal Power Proj
Surplus | M9481406052 | SEAL KIT,Z006.390,AUMA,ACTUATOR,SA10.1 | NO | 10 | 4152.7 | ELECTRICAL ACTUATOR | Component & Spares | 2014-02-15 |  | 1019 |  | ZSPR | Sipat Super Thermal Power Proj
Surplus | M9481406060 | SEAL KIT,Z006.391,AUMA,ACTUATOR,SA10.1 | NO | 3 | 6434.19 | ELECTRICAL ACTUATOR | Component & Spares | 2012-02-22 |  | 1019 |  | ZSPR | Sipat Super Thermal Power Proj
Surplus | M9481406064 | SEAL KIT,S2,AUMA,ACTUATOR,SA30.1 | NO | 22 | 48197.38 | ELECTRICAL ACTUATOR | Component & Spares | 2012-04-02 |  | 1019 |  | ZSPR | Sipat Super Thermal Power Proj
Surplus | M9481406083 | MOTOR COUPLING,Z005.206A,AUMA,ACTUATOR | NO | 3 | 22009.29 | ELECTRICAL ACTUATOR | Component & Spares | 2012-02-22 |  | 1019 |  | ZSPR | Sipat Super Thermal Power Proj
Surplus | M9481406084 | MOTOR,AUMA,ACTUATOR,SA25.1 | NO | 2 | 54.88 | ELECTRICAL ACTUATOR | Component & Spares | 2015-09-11 |  | 1019 |  | ZSPR | Sipat Super Thermal Power Proj
Surplus | M9481406087 | MOTOR COUPLING,Z026.843,AUMA,ACTUATOR | NO | 3 | 4064.07 | ELECTRICAL ACTUATOR | Component & Spares | 2012-02-22 |  | 1019 |  | ZSPR | Sipat Super Thermal Power Proj
Surplus | M9481406098 | SWING LEVER ASSY,Z011.279B,AUMA,ACTUATOR | NO | 5 | 14750.2 | ELECTRICAL ACTUATOR | Component & Spares | 2013-12-31 |  | 1019 |  | ZSPR | Sipat Super Thermal Power Proj
Surplus | M9481406107 | DRIVE COUPLING ASSY,Z001.653A,AUMA | NO | 5 | 7202 | ELECTRICAL ACTUATOR | Component & Spares | 2014-02-15 |  | 1019 |  | ZSPR | Sipat Super Thermal Power Proj
Surplus | M9481406115 | SEAL KIT,Z006.389,AUMA,ACTUATOR,SA07.5 | NO | 7 | 15011.78 | ELECTRICAL ACTUATOR | Component & Spares | 2012-02-22 |  | 1019 |  | ZSPR | Sipat Super Thermal Power Proj
Surplus | M9481406117 | FLANGE ASSY,Z001.602,AUMA,ACTUATOR | NO | 5 | 11075.45 | ELECTRICAL ACTUATOR | Component & Spares | 2013-02-19 |  | 1019 |  | ZSPR | Sipat Super Thermal Power Proj
Surplus | M9481406127 | TORQUE LEVER CPLG,Z011.345,AUMA,ACTUATOR | NO | 5 | 12064.45 | ELECTRICAL ACTUATOR | Component & Spares | 2013-12-31 |  | 1019 |  | ZSPR | Sipat Super Thermal Power Proj
Surplus | M9481406132 | TORQUE LEVER,Z011.346,AUMA,ACTUATOR | NO | 4 | 10188.72 | ELECTRICAL ACTUATOR | Component & Spares | 2013-12-31 |  | 1019 |  | ZSPR | Sipat Super Thermal Power Proj
Surplus | M9481416033 | LIMIT SWITCH ASSY,S-LSD.001,AUMA,SA12A45 | NO | 13 | 23202.4 | ELECTRICAL ACTUATOR | Component & Spares | 2014-06-20 |  | 1019 |  | ZSPR | Sipat Super Thermal Power Proj
Surplus | M9481416038 | TORQUE SW DRIVE ASSSA12/SA15 | NO | 3 | 23179.5 | ELECTRICAL ACTUATOR | Component & Spares | 2014-06-20 |  | 1019 |  | ZSPR | Sipat Super Thermal Power Proj
Surplus | M9481416039 | TORQUE SW DRIVE ASSSA25/SA30 | NO | 5 | 38632.5 | ELECTRICAL ACTUATOR | Component & Spares | 2014-06-20 |  | 1019 |  | ZSPR | Sipat Super Thermal Power Proj
Surplus | M9481416057 | AUMA(I)SPUR GEAR SA6A22 | NO | 1 | 1544.8 | ELECTRICAL ACTUATOR | Component & Spares | 2011-06-06 |  | 1019 |  | ZSPR | Sipat Super Thermal Power Proj
Surplus | M9481416064 | SPUR GEAR,2.2,AUMA,ACTUATOR,SA-50AB32 | NO | 4 | 10809.6 | ELECTRICAL ACTUATOR | Component & Spares | 2011-06-06 |  | 1019 |  | ZSPR | Sipat Super Thermal Power Proj
Surplus | M9481416068 | WORM GEAR,AUMA,ACTUATOR,SA6A22 | NO | 1 | 1939.51 | ELECTRICAL ACTUATOR | Component & Spares | 2010-10-28 |  | 1019 |  | ZSPR | Sipat Super Thermal Power Proj
Surplus | M9481416071 | AUMA(I)WORM GEAR SA15AB32 | NO | 2 | 14436.74 | ELECTRICAL ACTUATOR | Component & Spares | 2010-10-28 |  | 1019 |  | ZSPR | Sipat Super Thermal Power Proj
Surplus | M9481416077 | WORM GEAR,AUMA,ACTUATOR,SA100AB32 | NO | 2 | 38771.22 | ELECTRICAL ACTUATOR | Component & Spares | 2010-10-28 |  | 1019 |  | ZSPR | Sipat Super Thermal Power Proj
Surplus | M9481416085 | MOTOR PINION,2.1,AUMA,ACTUATOR,SA30A32 | NO | 6 | 11632.08 | ELECTRICAL ACTUATOR | Component & Spares | 2010-10-28 |  | 1019 |  | ZSPR | Sipat Super Thermal Power Proj
Surplus | M9481416086 | MOTOR PINION,2.1,AUMA,ACTUATOR,SA15A32 | NO | 3 | 4813.32 | ELECTRICAL ACTUATOR | Component & Spares | 2011-06-06 |  | 1019 |  | ZSPR | Sipat Super Thermal Power Proj
Surplus | M9481416089 | MOTOR PINION,2.1,AUMA,ACTUATOR,SA100AB32 | NO | 2 | 4294.14 | ELECTRICAL ACTUATOR | Component & Spares | 2011-06-06 |  | 1019 |  | ZSPR | Sipat Super Thermal Power Proj
Surplus | M9481416099 | MOTOR PINION,2.1,AUMA,ACTUATOR,SA60A90 | NO | 2 | 5806.44 | ELECTRICAL ACTUATOR | Component & Spares | 2010-10-28 |  | 1019 |  | ZSPR | Sipat Super Thermal Power Proj
Surplus | M9481416102 | MOTOR PINION,2.1,AUMA,ACTUATOR,SA100A90 | NO | 2 | 4294.12 | ELECTRICAL ACTUATOR | Component & Spares | 2011-06-06 |  | 1019 |  | ZSPR | Sipat Super Thermal Power Proj
Surplus | M9481416103 | DRIVE SHAFT ASSY,AUMA,ACTUATOR,SA30A32 | NO | 6 | 47936.34 | ELECTRICAL ACTUATOR | Component & Spares | 2010-10-28 |  | 1019 |  | ZSPR | Sipat Super Thermal Power Proj
Surplus | M9481416107 | DRIVE SHAFT ASSY,AUMA,ACTUATOR,SA60A90 | NO | 2 | 27744.8 | ELECTRICAL ACTUATOR | Component & Spares | 2010-10-28 |  | 1019 |  | ZSPR | Sipat Super Thermal Power Proj
Surplus | M9481416109 | DRIVE SHAFT ASSY,AUMA,ACTUATOR,SA6A22 | NO | 1 | 2604.27 | ELECTRICAL ACTUATOR | Component & Spares | 2010-10-28 |  | 1019 |  | ZSPR | Sipat Super Thermal Power Proj
Surplus | M9481416111 | DRIVE SHAFT ASSY,AUMA,ACTUATOR,SA6E90 | NO | 2 | 5237.54 | ELECTRICAL ACTUATOR | Component & Spares | 2010-10-28 |  | 1019 |  | ZSPR | Sipat Super Thermal Power Proj
Surplus | M9481416140 | HAND WHEEL,29,AUMA,ACTUATOR,SA3/SA6 | NO | 9 | 32359.59 | ELECTRICAL ACTUATOR | Component & Spares | 2014-06-20 |  | 1019 |  | ZSPR | Sipat Super Thermal Power Proj
Surplus | M9481416142 | HAND WHEEL,29,AUMA,ACTUATOR,SA12/SA15 | NO | 6 | 35860.08 | ELECTRICAL ACTUATOR | Component & Spares | 2014-06-20 |  | 1019 |  | ZSPR | Sipat Super Thermal Power Proj
Surplus | M9481416168 | HOUSING,1,AUMA,ACTUATOR,SA3 | NO | 2 | 14737.64 | ELECTRICAL ACTUATOR | Component & Spares | 2012-06-15 |  | 1019 |  | ZSPR | Sipat Super Thermal Power Proj
Surplus | M9481416169 | HOUSING,1,AUMA,ACTUATOR,SA25 | NO | 4 | 42625 | ELECTRICAL ACTUATOR | Component & Spares | 2012-06-15 |  | 1019 |  | ZSPR | Sipat Super Thermal Power Proj
Surplus | M9481416170 | HOUSING,1,AUMA,ACTUATOR,SA100 | NO | 2 | 21313.1 | ELECTRICAL ACTUATOR | Component & Spares | 2012-06-15 |  | 1019 |  | ZSPR | Sipat Super Thermal Power Proj
Surplus | M9481416181 | AUMA(I)MOTOR 0.06KW,1400RPM, | NO | 2 | 28854.7 | ELECTRICAL ACTUATOR | Component & Spares | 2017-02-02 |  | 1019 |  | ZSPR | Sipat Super Thermal Power Proj
Surplus | M9481501442 | EMERGENCY HAND WHEEL,LIMITORQUE,ACTUATOR | NO | 1 | 21.74 | ELECTRICAL ACTUATOR | Component & Spares | 2009-09-29 |  | 1019 |  | ZSPR | Sipat Super Thermal Power Proj
Surplus | M9481503590 | LIMIT SWITCH,ROTORK CONTROLS,ACTUATOR | NO | 2 | 3223.18 | ELECTRICAL ACTUATOR | Component & Spares | 2014-05-07 |  | 1019 |  | ZSPR | Sipat Super Thermal Power Proj
Surplus | M9481506599 | LMT&TOR SWITCH ASSY,ROTORK,ACTUATOR | NO | 2 | 11474.48 | ELECTRICAL ACTUATOR | Component & Spares | 2014-05-07 |  | 1019 |  | ZSPR | Sipat Super Thermal Power Proj
Surplus | M9481560106 | MOTOR ASSY, AUMA SA6A22 | NO | 5 | 74173.45 | ELECTRICAL ACTUATOR | Component & Spares | 2014-06-20 |  | 1019 |  | ZSPR | Sipat Super Thermal Power Proj
Surplus | M9481560531 | HAND WHEEL,29,AUMA,ACTUATOR,SA6A22 | NO | 2 | 6299.94 | ELECTRICAL ACTUATOR | Component & Spares | 2012-02-10 |  | 1019 |  | ZSPR | Sipat Super Thermal Power Proj
Surplus | M9481560957 | COMPRESSION SPRING,37,AUMA,ACTUATOR | NO | 5 | 14514.7 | ELECTRICAL ACTUATOR | Component & Spares | 2011-06-06 |  | 1019 |  | ZSPR | Sipat Super Thermal Power Proj
Surplus | M9481561297 | SEAL KIT,Z006.390,AUMA,SA10.1 | NO | 2 | 3755.52 | ELECTRICAL ACTUATOR | Component & Spares | 2012-04-16 |  | 1019 |  | ZSPR | Sipat Super Thermal Power Proj
Surplus | M9481565077 | WORM SHAFT ASSY,AUMA,ACTUATOR,SA60A90 | NO | 1 | 12534.98 | ELECTRICAL ACTUATOR | Component & Spares | 2011-06-16 |  | 1019 |  | ZSPR | Sipat Super Thermal Power Proj
Surplus | M9481565590 | SPUR GEAR,2.2,AUMA,SA60A90 | NO | 2 | 5404.8 | ELECTRICAL ACTUATOR | Component & Spares | 2011-06-06 |  | 1019 |  | ZSPR | Sipat Super Thermal Power Proj
Surplus | M9481565633 | WORM GEAR,2.6,AUMA,ACTUATOR,SA60A90 | NO | 1 | 19386.11 | ELECTRICAL ACTUATOR | Component & Spares | 2010-10-28 |  | 1019 |  | ZSPR | Sipat Super Thermal Power Proj
Surplus | M9481566308 | TANDEM TORQUE SWITCH,100-2,AUMA | NO | 3 | 11268.06 | ELECTRICAL ACTUATOR | Component & Spares | 2012-04-16 |  | 1019 |  | ZSPR | Sipat Super Thermal Power Proj
Surplus | M9481566821 | LIMIT SWITCH,100-2,AUMA,ACTUATOR,SA40.1 | NO | 2 | 11266.56 | ELECTRICAL ACTUATOR | Component & Spares | 2012-04-16 |  | 1019 |  | ZSPR | Sipat Super Thermal Power Proj
Surplus | M9482059161 | ACTUATOR,ELE,11RPM,SA07.5-F10,AUMA | NO | 2 | 0.02 | LAMPS | Component & Spares | 2006-09-18 |  | 1019 |  | ZSPR | Sipat Super Thermal Power Proj
Surplus | M9492556221 | NUT,COMPR,NPT(F),1/2IN,A269-TP316,8NU8 | NO | 50 | 2216 | HARDWARE | Component & Spares | 2010-11-08 |  | 1019 |  | ZSPR | Sipat Super Thermal Power Proj
Surplus | M9492696003 | VALVE,2-WAY MANIFOLD,W/VENT PLUG | NO | 27 | 13158.72 | HARDWARE | Component & Spares | 2012-01-04 |  | 1019 |  | ZSPR | Sipat Super Thermal Power Proj
Surplus | M9492756006 | VALVE,5WAY MANIFOLD,DM STG20 | NO | 6 | 187504.98 | HARDWARE | Component & Spares | 2012-03-17 |  | 1019 |  | ZSPR | Sipat Super Thermal Power Proj
Surplus | M9494350046 | PCI-8 PORT RS232CARD,IEA322518003 | NO | 2 | 55167.76 | MISCELLANEOUS ITEMS | Component & Spares | 2017-07-11 |  | 1019 |  | ZSPR | Sipat Super Thermal Power Proj
Surplus | M9494556002 | TEMEPRATURE, RH LOGGER WITH ETHERNET CON | NO | 1 | 119476.44 | MISCELLANEOUS ITEMS | Component & Spares | 2017-07-11 |  | 1019 |  | ZSPR | Sipat Super Thermal Power Proj
Surplus | M9494556027 | TRANSMITTER/RECEIVER,PZ-51,KEYENCE | NO | 12 | 374008.44 | MISCELLANEOUS ITEMS | Component & Spares | 2015-10-19 |  | 1019 |  | ZSPR | Sipat Super Thermal Power Proj
Surplus | M9494657177 | CPU EEPROM,F/VAM | NO | 1 | 49320.2 | MISCELLANEOUS ITEMS | Component & Spares | 2011-02-08 |  | 1019 |  | ZSPR | Sipat Super Thermal Power Proj
Surplus | M9494676013 | AUXILLIARY RELAY (CN9076763054) | NO | 34 | 5013.3 | MISCELLANEOUS ITEMS | Component & Spares | 2009-07-29 |  | 1019 |  | ZSPR | Sipat Super Thermal Power Proj
Surplus | M9494676105 | RELAY BASE 0500/90319 | NO | 20 | 482.8 | MISCELLANEOUS ITEMS | Component & Spares | 2013-01-28 |  | 1019 |  | ZSPR | Sipat Super Thermal Power Proj
Surplus | M9494676386 | BASE FOR RELAY (110VAC)-P.D.NO.20040541 | NO | 3 | 1123.14 | MISCELLANEOUS ITEMS | Component & Spares | 2012-02-14 |  | 1019 |  | ZSPR | Sipat Super Thermal Power Proj
Surplus | M9494696018 | BATTARY CABINET,F/2KVA/785W MINI UPS | NO | 1 | 460 | MISCELLANEOUS ITEMS | Component & Spares | 2006-03-23 |  | 1019 |  | ZSPR | Sipat Super Thermal Power Proj
Surplus | M9494696024 | BATTARY CABINET,F/1KVA/700W MINI UPS | NO | 1 | 460 | MISCELLANEOUS ITEMS | Component & Spares | 2006-03-23 |  | 1019 |  | ZSPR | Sipat Super Thermal Power Proj
Surplus | M9494696025 | BATTARY CABINET,F/1KVA/500W MINI UPS | NO | 1 | 460 | MISCELLANEOUS ITEMS | Component & Spares | 2006-03-23 |  | 1019 |  | ZSPR | Sipat Super Thermal Power Proj
Surplus | M9494696055 | BATTERY,P55BT1001B,THERMAX,SD30AHE | NO | 2 | 10268.18 | MISCELLANEOUS ITEMS | Component & Spares | 2011-02-08 |  | 1019 |  | ZSPR | Sipat Super Thermal Power Proj
Surplus | M9497626003 | DC POWER SUPPLY-12V,CCD CAMERA-ECIL MAKE | NO | 1 | 2557.72 | MAXBOP | Component & Spares | 2012-02-27 |  | 1019 |  | ZSPR | Sipat Super Thermal Power Proj
Surplus | M9502326014 | BEZEL ASSY,40023150,HFC | NO | 13 | 201156.54 | LOW RESOLN DIGI INPU | Component & Spares | 2009-03-26 |  | 1019 |  | ZSPR | Sipat Super Thermal Power Proj
Surplus | M9502326015 | BEZEL ASSY,40070050,HFC,ECS-Q123C DB | NO | 13 | 201156.54 | LOW RESOLN DIGI INPU | Component & Spares | 2009-03-26 |  | 1019 |  | ZSPR | Sipat Super Thermal Power Proj
Surplus | M9504326002 | BEZEL ASSY,40022150,ECS-Q202B W/DB15S | NO | 7 | 108315.06 | DIGITAL OUTPUT CARD | Component & Spares | 2009-03-26 |  | 1019 |  | ZSPR | Sipat Super Thermal Power Proj
Surplus | M9515246003 | RIO MASTER-CTRL CBL,5X00238G12,EMERSON | NO | 2 | 48457.28 | DAS I/O CONTROLLER | Component & Spares | 2014-07-04 |  | 1019 |  | ZSPR | Sipat Super Thermal Power Proj
Surplus | M9515326043 | I/O CABLE,50053736,HFC | NO | 25 | 16538.75 | DAS I/O CONTROLLER | Component & Spares | 2012-09-10 |  | 1019 |  | ZSPR | Sipat Super Thermal Power Proj
Surplus | M9516246008 | BASE,1C31205G01,EMERSON | NO | 3 | 457723.38 | SCANNG & DIGITISN CA | Component & Spares | 2014-08-20 |  | 1019 |  | ZSPR | Sipat Super Thermal Power Proj
Surplus | M9516246009 | MASTER NODE EMOD,1C31179G02,EMERSON | NO | 4 | 134678.94 | SCANNG & DIGITISN CA | Component & Spares | 2016-01-28 |  | 1019 |  | ZSPR | Sipat Super Thermal Power Proj
Surplus | M9520326001 | BEZEL ASSY,40060450,HFC,ECS-Q147B/Q148B | NO | 38 | 587996.04 | DAS CACHE MEMORY | Component & Spares | 2009-03-26 |  | 1019 |  | ZSPR | Sipat Super Thermal Power Proj
Surplus | M9551146025 | LVS--FLOPPY FOR OVERVIEW ADJUSTMENT | NO | 2 | 25458 | DOT MATRIX PRINTER | Component & Spares | 2006-07-27 |  | 1019 |  | ZSPR | Sipat Super Thermal Power Proj
Surplus | M9551146028 | LVS-INST,KIT ANALOG INPUT | NO | 3 | 38187 | DOT MATRIX PRINTER | Component & Spares | 2006-07-27 |  | 1019 |  | ZSPR | Sipat Super Thermal Power Proj
Surplus | M9551146030 | INPUT SELECTION TOOL,LVS,CDROM | NO | 2 | 25458 | DOT MATRIX PRINTER | Component & Spares | 2006-07-27 |  | 1019 |  | ZSPR | Sipat Super Thermal Power Proj
Surplus | M9551146031 | LVS--51103403 SKSD 3MM. | NO | 2 | 25458 | DOT MATRIX PRINTER | Component & Spares | 2006-07-27 |  | 1019 |  | ZSPR | Sipat Super Thermal Power Proj
Surplus | M9551146032 | LVS,DCS,W/PROJECTOR | NO | 4 | 50916 | DOT MATRIX PRINTER | Component & Spares | 2006-07-27 |  | 1019 |  | ZSPR | Sipat Super Thermal Power Proj
Surplus | M9551146033 | LVS-SHORTING PLUG MULTI INPUT MOD. | NO | 3 | 38187 | DOT MATRIX PRINTER | Component & Spares | 2006-07-27 |  | 1019 |  | ZSPR | Sipat Super Thermal Power Proj
Surplus | M9551146035 | FLAT CABLE,F162747 | NO | 2 | 25458 | DOT MATRIX PRINTER | Component & Spares | 2006-07-27 |  | 1019 |  | ZSPR | Sipat Super Thermal Power Proj
Surplus | M9551146038 | REMOTE CONTROL CABLE,PY0175-PL10387 | NO | 4 | 50916 | DOT MATRIX PRINTER | Component & Spares | 2006-07-27 |  | 1019 |  | ZSPR | Sipat Super Thermal Power Proj
Surplus | M9551146040 | EARTHING CABLE,LVS | NO | 2 | 25458 | DOT MATRIX PRINTER | Component & Spares | 2006-07-27 |  | 1019 |  | ZSPR | Sipat Super Thermal Power Proj
Surplus | M9551386003N | INPUT BOX,PY0997-PL15726,PLANAR | NO | 1 | 506134.19 | DOT MATRIX PRINTER | Component & Spares | 2013-07-05 |  | 1019 |  | ZSPR | Sipat Super Thermal Power Proj
Surplus | M9556776001 | CD- ROM DRIVE | NO | 1 | 1231 | INK JECT CARTIDGE | Component & Spares | 2010-03-27 |  | 1019 |  | ZSPR | Sipat Super Thermal Power Proj
Surplus | M9565200001 | SMPS,DPS-650BBA,DELL.F/SERVE,REV-01 | NO | 5 | 49875 | TRANSFORMER | Component & Spares | 2016-11-30 |  | 1019 |  | ZSPR | Sipat Super Thermal Power Proj
Surplus | M9565200002 | SMPS,7000815-Y000,DELL | NO | 4 | 39060 | TRANSFORMER | Component & Spares | 2016-11-30 |  | 1019 |  | ZSPR | Sipat Super Thermal Power Proj
Surplus | M9565200003 | SMPS,A930-00,DELL,F/SERVER | NO | 4 | 39900 | TRANSFORMER | Component & Spares | 2016-11-30 |  | 1019 |  | ZSPR | Sipat Super Thermal Power Proj
Surplus | M9565200004 | SMPS,N870P-S0,DELL,T610 | NO | 4 | 60918 | TRANSFORMER | Component & Spares | 2019-02-01 |  | 1019 |  | ZSPR | Sipat Super Thermal Power Proj
Surplus | M9567326003 | BEZEL&CPU CARD ASSY,70016601,HFC | NO | 2 | 30947.16 | DC:DC-CONVERTOR | Component & Spares | 2009-03-26 |  | 1019 |  | ZSPR | Sipat Super Thermal Power Proj
Surplus | M9569276002 | CABLE,GE FANUC,PLC,RJ45 | M | 21 | 1875.3 | DIODE | Component & Spares | 2010-09-24 |  | 1019 |  | ZSPR | Sipat Super Thermal Power Proj
Surplus | M9571670757 | RTD INPUT MODULE,140 ARI 03010,SCHNEIDER | NO | 1 | 0.01 | HORN | Component & Spares | 2010-12-30 |  | 1019 |  | ZSPR | Sipat Super Thermal Power Proj
Surplus | M9577206004 | POWER SUPPLY,DELL,4G856 | NO | 4 | 49398.68 | ANNUNCIATION LAMP | Stores Other Then Spares | 2019-03-16 |  | 1019 |  | ZOTS | Sipat Super Thermal Power Proj
Surplus | M9587776002 | TERMINATION UNIT,NTCF23,FO COMM SYS | NO | 1 | 297049.55 | DAS/DCS AND PLC SYST | Component & Spares | 2010-09-04 |  | 1019 |  | ZSPR | Sipat Super Thermal Power Proj
Surplus | M9587776003 | TERMINATION UNIT,NTCF22 | NO | 2 | 566827.72 | DAS/DCS AND PLC SYST | Component & Spares | 2010-09-04 |  | 1019 |  | ZSPR | Sipat Super Thermal Power Proj
Surplus | M9598206032 | TAPE DRIVE 36/72 GB,5X00224H06,DELL | NO | 1 | 24279 | DAS/DCS AND PLC SYST | Component & Spares | 2010-06-29 |  | 1019 |  | ZSPR | Sipat Super Thermal Power Proj
Surplus | M9598206036 | FLOPPY DISK DRIVE,5X00224H04,DELL,PE2800 | NO | 1 | 170.68 | DAS/DCS AND PLC SYST | Component & Spares | 2011-10-13 |  | 1019 |  | ZSPR | Sipat Super Thermal Power Proj
Surplus | M9598206037 | FLOPPY DISK DRIVE,5X00284H03,DELL,380 | NO | 20 | 256 | DAS/DCS AND PLC SYST | Component & Spares | 2011-10-13 |  | 1019 |  | ZSPR | Sipat Super Thermal Power Proj
Surplus | M9611106486 | POWER SUPPLY UNIT,LBD-8927/05,BOSCH | NO | 6 | 179965.08 | PA SYSTEM | Component & Spares | 2014-08-04 |  | 1019 |  | ZSPR | Sipat Super Thermal Power Proj
Surplus | M9690151218 | LED DISPLAY CARD,69-00084(REV-0),HBL | NO | 5 | 16538.35 | EMERGENCY DC SYSTE | Component & Spares | 2014-06-24 |  | 1019 |  | ZSPR | Sipat Super Thermal Power Proj
Surplus | M9719101710 | DSD,PORT,FLOPPY DRIVE,EXTERNAL,DELL | NO | 1 | 6924.5 | IT & COMMUNICATION | Component & Spares | 2011-05-23 |  | 1019 |  | ZSPR | Sipat Super Thermal Power Proj
Surplus | M9720015318 | DELETED 19" CRT MONITOR;HP;RESOLUTION:10 | NO | 2 | 46341 | COMPUTER SPARES | Component & Spares | 2006-09-19 |  | 1019 |  | ZSPR | Sipat Super Thermal Power Proj
Surplus | M9760053819 | DSD,PORT,SAS HARD DISK,300GB | NO | 12 | 164647.2 | IT & COMMUNICATION | Component & Spares | 2015-02-02 |  | 1019 |  | ZSPR | Sipat Super Thermal Power Proj
Surplus | M9795081104 | PRINTER,PRINTER SERVER,6500-V10,IBM | NO | 1 | 5844.7 | IT & COMMUNICATION | Component & Spares | 2009-10-01 |  | 1019 |  | ZSPR | Sipat Super Thermal Power Proj
Surplus | M9795151061 | IMAGE TRANSFER KIT,HP,PRINTER,C9734B | NO | 1 | 5844.7 | IT & COMMUNICATION | Component & Spares | 2009-10-01 |  | 1019 |  | ZSPR | Sipat Super Thermal Power Proj
Surplus | M9795151070 | PRINTER FUSER ASSY,HP,PRINTER,Q3985A | NO | 1 | 5844.7 | IT & COMMUNICATION | Component & Spares | 2009-10-01 |  | 1019 |  | ZSPR | Sipat Super Thermal Power Proj
Surplus | M9803106007 | DOT MATRIX PRINTER,P7210132,PRINTRONIX | NO | 1 | 199760 | SIMULATOR | Component & Spares | 2009-12-02 |  | 1019 |  | ZSPR | Sipat Super Thermal Power Proj
Surplus | M9803106008 | RIBBON GUIDE ROLLER,179499-001,SIMULATOR | NO | 20 | 8800 | SIMULATOR | Component & Spares | 2009-12-02 |  | 1019 |  | ZSPR | Sipat Super Thermal Power Proj