## final SSID
Tag. | Material | Materail Description | UOM | Stock | Stock Value | Mat. Type | Last Rct.Dt. | Last Iss. Dt. | VALUE IN LAKHS | NM days | Plant | dept | declare for SSID | QUANTITY FOR SSID C | value declared in lakhs | updated Qty as per SAP | Difference qty | unit rate as per sap | total value
| M1719321134 | ELBOW,BW,AS,A335-WP22,LR,40MM | NO | 167 | 165530.4 | ZOTH | [6 empty] | Obsolete | 167 | 1.6553 | 117 | 50 | 991.2 | 115970.4
| M2052200903 | WORM SHAFT,ELECON,GEAR BOX,12FSM | NO | 1 | 144502.12 | ZSPR | 2013-09-07 | 2023-04-05 |  |  |  | CHP | OBSOLETE | 1 | 1.445 | 0 | 1 | 144502.12 | 0
Non Moving Item | M2052200907 | WORM WHEEL,ELECON,12FSM | NO | 2 | 492362.31 | ZSPR | 2013-09-07 |  | 4.9236 | 4133 | 1033 | CHP | OBSOLETE | 2 | 4.9236 | 2 | 0 | 246181.16 | 492362.32
Non Moving Item | M2052200908 | SLOW SPEED SHAFT,ELECON,12FSM | NO | 2 | 62130.85 | ZSPR | 2013-09-07 |  | 0.62131 | 4133 | 1033 | CHP | OBSOLETE | 2 | 0.62131 | 2 | 0 | 31065.43 | 62130.86
Non Moving Item | M2052200911 | FAN,ELECON,GEAR BOX,12FSM | NO | 2 | 33803.58 | ZSPR | 2013-09-07 |  | 0.33804 | 4133 | 1033 | CHP | OBSOLETE | 2 | 0.33804 | 2 | 0 | 16901.79 | 33803.58
Non Moving Item | M2052200912 | FAN COWL,ELECON,GEAR BOX,12FSM | NO | 2 | 31098.42 | ZSPR | 2013-09-07 |  | 0.31098 | 4133 | 1033 | CHP | OBSOLETE | 2 | 0.31098 | 2 | 0 | 15549.21 | 31098.42
Non Moving Item | M2052207105 | INTERMEDIATE PINION,ELECON,GEAR BOX | NO | 1 | 188648 | ZSPR | 2002-07-20 | 2002-07-20 | 1.8865 | 8200 | 1033 | CHP | OBSOLETE | 1 | 1.8865 | 1 | 0 | 188648 | 188648
Non Moving Item | M2052207106 | OUTPUT WHEEL,ELECON,GEAR BOX,KBN-225 | NO | 1 | 96698.13 | ZSPR | 1998-04-01 | 1998-04-01 | 0.96698 | 9771 | 1033 | CHP | OBSOLETE | 1 | 0.96698 | 1 | 0 | 96698.13 | 96698.13
Non Moving Item | M2052207112 | DISTANCE RING,ELECON,KBN225 | NO | 1 | 361 | ZSPR | 2002-10-01 | 2002-10-01 | 0.00361 | 8127 | 1033 | CHP | OBSOLETE | 1 | 0.00361 | 1 | 0 | 361 | 361
Non Moving Item | M2052207129 | HOLDBACK ASSY,ACC-2,ELECON,GEAR BOX | NO | 1 | 90203.95 | ZSPR |  | 2017-12-08 | 0.90204 | 2580 | 1033 | CHP | OBSOLETE | 1 | 0.90204 | 1 | 0 | 90203.95 | 90203.95
| M2052216100 | COMP ASSY,ESSENTIAL,GEAR BOX,SA-15 | NO | 2 | 1527335.04 | ZSPR | 2022-10-26 | 2019-05-13 |  |  |  | OFS | OBSOLETE | 2 | 15.2734 | 2 | 0 | 763667.52 | 1527335.04
| M2052223105 | INPUT SHAFT,ELECON,6/140 FSVD | NO | 2 | 79135.32 | ZSPR | 2020-03-11 | 2023-04-05 |  |  |  | CHP | OBSOLETE | 2 | 0.79135 | 2 | 0 | 39567.66 | 79135.32
Non Moving Item | M2052223107 | OPEN COVER,ELECON,GEAR BOX,6/140 FSVD | NO | 8 | 1938 | ZSPR | 1998-04-01 | 1998-04-01 | 0.01938 | 9771 | 1033 | CHP | OBSOLETE | 8 | 0.01938 | 8 | 0 | 242.25 | 1938
Non Moving Item | M2052223108 | BLANK COVER,ELECON,GEAR BOX,6/140 FSVD | NO | 8 | 1710 | ZSPR | 1998-04-01 | 1998-04-01 | 0.0171 | 9771 | 1033 | CHP | OBSOLETE | 8 | 0.0171 | 8 | 0 | 213.75 | 1710
Non Moving Item | M2052223118 | INSPECTION COVER,ELECON,GB,6/140 FSVD | NO | 8 | 3420 | ZSPR | 1998-04-01 | 1998-04-01 | 0.0342 | 9771 | 1033 | CHP | OBSOLETE | 8 | 0.0342 | 8 | 0 | 427.5 | 3420
| M2052223119 | INTERMEDIATE SHAFT,ELECON,6/140 FSVD | NO | 1 | 262171.71 | ZSPR | 2020-03-11 |  |  |  |  | CHP | OBSOLETE | 1 | 2.6217 | 1 | 0 | 262171.71 | 262171.71
| M2052223122 | SHAFT,ELECON,6/140 FSVD | NO | 2 | 103388.8 | ZSPR | 2020-03-11 | 2023-04-05 |  |  |  | CHP | OBSOLETE | 2 | 1.0339 | 2 | 0 | 51694.4 | 103388.8
| M2052223123 | WORM WHEEL,ELECON,GEAR BOX,6/140 FSVD | NO | 5 | 572753.35 | ZSPR | 0 | 2023-04-05 |  |  |  | CHP | OBSOLETE | 5 | 5.7275 | 4 | 1 | 114550.67 | 458202.68
| M3103046004 | SEAL RING,ANSALDO,TG 21410 | NO | 2 | 381003.58 | ZSPR | 2022-05-31 |  |  |  |  | TMD | OBSOLETE | 2 | 3.81 | 2 | 0 | 190501.79 | 381003.58
| M3103046005 | SEAL RING,ANSALDO,TG 21410 | NO | 2 | 381003.58 | ZSPR | 2022-05-31 |  |  |  |  | TMD | OBSOLETE | 2 | 3.81 | 2 | 0 | 190501.79 | 381003.58
| M3103046006 | SEAL RING,ANSALDO,TG 21410 | NO | 2 | 381003.58 | ZSPR | 2022-05-31 |  |  |  |  | TMD | OBSOLETE | 2 | 3.81 | 2 | 0 | 190501.79 | 381003.58
| M3103046007 | SEAL RING,ANSALDO,TG 21410 | NO | 2 | 381003.58 | ZSPR | 2022-05-31 |  |  |  |  | TMD | OBSOLETE | 2 | 3.81 | 2 | 0 | 190501.79 | 381003.58
| M3103046008 | HALF LOWER RING,TG 21410 | NO | 2 | 381003.58 | ZSPR | 2022-05-31 |  |  |  |  | TMD | OBSOLETE | 2 | 3.81 | 2 | 0 | 190501.79 | 381003.58
| M3103046009 | HALF LOWER RING,TG 21410 | NO | 2 | 381003.58 | ZSPR | 2022-05-31 |  |  |  |  | TMD | OBSOLETE | 2 | 3.81 | 2 | 0 | 190501.79 | 381003.58
| M3103046010 | HALF LOWER RING,TG 21410 | NO | 2 | 381003.58 | ZSPR | 2022-05-31 |  |  |  |  | TMD | OBSOLETE | 2 | 3.81 | 2 | 0 | 190501.79 | 381003.58
| M3103046011 | HALF LOWER RING,TG 21410 | NO | 2 | 381003.58 | ZSPR | 2022-05-31 |  |  |  |  | TMD | OBSOLETE | 2 | 3.81 | 2 | 0 | 190501.79 | 381003.58
Non Moving Item | M3246096001 | CASING WEAR RING,190,KBL,PUMP,12UPH2(MS) | NO | 1 | 30938.15 | ZSPR |  | 2018-11-23 | 0.30938 | 2230 | 1033 | OFS | OBSOLETE | 1 | 0.30938 | 0 | 1 | 30938.15 | 0
Non Moving Item | M3246096011 | GASKET,SSOG1,KBL,PUMP,12UPH2(MS) | SET | 3 | 1808.1 | ZSPR | 2012-02-03 | 2012-08-03 | 0.018081 | 4533 | 1033 | OFS | OBSOLETE | 3 | 0.018081 | 3 | 0 | 602.7 | 1808.1
Non Moving Item | M3246096013 | SHAFT SLEEVE NUT NDE,334,KBL,12UPH2(MS) | NO | 4 | 3636.06 | ZSPR | 2008-01-30 |  | 0.036361 | 6180 | 1033 | OFS | OBSOLETE | 4 | 0.036361 | 4 | 0 | 909.02 | 3636.08
Non Moving Item | M3246096014 | BEARING CAP,274,KBL,12UPH2(MS) | NO | 3 | 4401.18 | ZSPR | 2012-09-03 | 2015-09-23 | 0.044012 | 3387 | 1033 | OFS | OBSOLETE | 3 | 0.044012 | 2 | 1 | 1467.06 | 2934.12
Non Moving Item | M3246096056 | AIR VENT,450,12UPH2 | NO | 3 | 3017.69 | ZSPR | 2012-02-03 |  | 0.030177 | 4715 | 1033 | OFS | OBSOLETE | 3 | 0.030177 | 3 | 0 | 1005.9 | 3017.7
Non Moving Item | M3246106003 | SHAFT SLEEVE,310,KBL,12UPH1 | NO | 2 | 68555 | ZSPR | 2002-07-10 | 2002-07-10 | 0.68555 | 8210 | 1033 | OFS | OBSOLETE | 2 | 0.68555 | 2 | 0 | 34277.5 | 68555
Non Moving Item | M3246106010 | WEARING RING,190,KBL,12UPH1 | NO | 2 | 94148 | ZSPR | 2002-07-10 | 2002-07-10 | 0.94148 | 8210 | 1033 | OFS | OBSOLETE | 2 | 0.94148 | 2 | 0 | 47074 | 94148
Non Moving Item | M3246106012 | 12UPH1:SHAFT | NO | 1 | 20247 | ZSPR | 2000-03-24 | 1998-04-01 | 0.20247 | 9771 | 1033 | OFS | OBSOLETE | 1 | 0.20247 | 1 | 0 | 20247 | 20247
Non Moving Item | M3246106020 | GLAND SPLIT,228,12UPH1 | NO | 1 | 5062 | ZSPR | 2000-03-24 | 1998-04-01 | 0.05062 | 9771 | 1033 | OFS | OBSOLETE | 1 | 0.05062 | 1 | 0 | 5062 | 5062
Non Moving Item | M3247616001 | IMPELLER,157,CI | NO | 3 | 12437.85 | ZSPR | 2007-03-31 | 2007-03-31 | 0.12438 | 6485 | 1033 | OFS | OBSOLETE | 3 | 0.12438 | 3 | 0 | 4145.95 | 12437.85
Non Moving Item | M3247616002 | IMPELLER,158,CI | NO | 3 | 12437.85 | ZSPR | 2007-03-31 | 2007-03-31 | 0.12438 | 6485 | 1033 | OFS | OBSOLETE | 3 | 0.12438 | 3 | 0 | 4145.95 | 12437.85
Non Moving Item | M3247616004 | CASING WEAR RING,190/191 | NO | 6 | 2665.23 | ZSPR | 2007-03-31 | 2017-08-21 | 0.026652 | 2689 | 1033 | OFS | OBSOLETE | 6 | 0.026652 | 6 | 0 | 444.21 | 2665.26
Non Moving Item | M3247616005 | INTERSECTION RING,204 | NO | 5 | 1948.91 | ZSPR | 2007-03-31 | 2007-03-31 | 0.019489 | 6485 | 1033 | OFS | OBSOLETE | 5 | 0.019489 | 5 | 0 | 389.78 | 1948.9
Non Moving Item | M3247616007 | KEY,320.1,STL,F/IMPELLER | NO | 2 | 119 | ZSPR | 1998-04-01 | 1998-04-01 | 0.00119 | 9771 | 1033 | OFS | OBSOLETE | 2 | 0.00119 | 2 | 0 | 59.5 | 119
Non Moving Item | M3247616008 | COUPLING KEY,321,MATHER&PLATT,RN32,3CHRS | NO | 4 | 304.67 | ZSPR | 1998-04-01 | 1998-04-01 | 0.0030467 | 9771 | 1033 | OFS | OBSOLETE | 4 | 0.0030467 | 4 | 0 | 76.17 | 304.68
Non Moving Item | M3247616009 | IMPELLER NUT,330,BRONZE | NO | 3 | 1452.64 | ZSPR |  | 2017-09-13 | 0.014526 | 2666 | 1033 | OFS | OBSOLETE | 3 | 0.014526 | 3 | 0 | 484.21 | 1452.63
Non Moving Item | M3247616018 | CARTRIDGE,241,DSM 3 | NO | 3 | 3055.96 | ZSPR |  | 2017-09-13 | 0.03056 | 2666 | 1033 | OFS | OBSOLETE | 3 | 0.03056 | 3 | 0 | 1018.65 | 3055.95
Non Moving Item | M3247616019 | CARTRIDGE,253,DSM 3 | NO | 4 | 4074.62 | ZSPR | 2007-03-31 | 2017-08-21 | 0.040746 | 2689 | 1033 | OFS | OBSOLETE | 4 | 0.040746 | 4 | 0 | 1018.66 | 4074.64
Non Moving Item | M3247616021 | BEARING COVER NDE,271,DSM 3 | NO | 4 | 1032.72 | ZSPR | 2007-03-31 | 2017-08-21 | 0.010327 | 2689 | 1033 | OFS | OBSOLETE | 4 | 0.010327 | 4 | 0 | 258.18 | 1032.72
Non Moving Item | M3247616023 | COUPLING NUT,332,DSM 3 | NO | 1 | 34.5 | ZSPR | 1998-04-01 | 2004-04-29 | 0.000345 | 7551 | 1033 | OFS | OBSOLETE | 1 | 0.000345 | 1 | 0 | 34.5 | 34.5
Non Moving Item | M3247616025 | LOCK WASHER,410,DSM 3 | NO | 1 | 41.18 | ZSPR | 2007-03-31 | 2007-05-08 | 0.0004118 | 6447 | 1033 | OFS | OBSOLETE | 1 | 0.0004118 | 1 | 0 | 41.18 | 41.18
Non Moving Item | M3247616028 | INTERSTAGE DIAPHRAGM,462,DSM 3 | NO | 2 | 5171.63 | ZSPR | 2008-10-14 | 2006-11-04 | 0.051716 | 6632 | 1033 | OFS | OBSOLETE | 2 | 0.051716 | 2 | 0 | 2585.82 | 5171.64
Non Moving Item | M3247686001 | IMPELLER,157,KBL,DSM 5B | NO | 2 | 36381.23 | ZSPR | 2013-06-24 | 2019-05-14 | 0.36381 | 2058 | 1033 | OFS | OBSOLETE | 2 | 0.36381 | 2 | 0 | 18190.62 | 36381.24
Non Moving Item | M3247686002 | IMPELLER,158,KBL,DSM 5B | NO | 2 | 36187.23 | ZSPR | 2013-06-24 | 2019-05-14 | 0.36187 | 2058 | 1033 | OFS | OBSOLETE | 2 | 0.36187 | 2 | 0 | 18093.62 | 36187.24
Non Moving Item | M3247686026 | COUPLING SPACER,21,DSM5B | NO | 2 | 1101.24 | ZSPR | 2013-06-24 |  | 0.011012 | 4208 | 1033 | OFS | OBSOLETE | 2 | 0.011012 | 2 | 0 | 550.62 | 1101.24
Non Moving Item | M3248016001 | ENCLOSED IMPELLER,CI,2AKDS12 | NO | 1 | 15844 | ZSPR | 2010-10-09 | 2008-06-06 | 0.15844 | 6052 | 1033 | OFS | OBSOLETE | 1 | 0.15844 | 1 | 0 | 15844 | 15844
Non Moving Item | M3248716003 | IMPELLER,15600,MF17.5-20 | NO | 2 | 62904.49 | ZSPR | 2005-12-13 | 1998-04-01 | 0.62904 | 9771 | 1033 | OFS | OBSOLETE | 2 | 0.62904 | 2 | 0 | 31452.25 | 62904.5
Non Moving Item | M3248716004 | SHAFT,18000,MF 17.5-20 | NO | 2 | 10653.86 | ZSPR | 2005-12-13 | 1998-04-01 | 0.10654 | 9771 | 1033 | OFS | OBSOLETE | 2 | 0.10654 | 2 | 0 | 5326.93 | 10653.86
Non Moving Item | M3248716005 | SUCTION COVER,21000,MF 17.5-20 | NO | 1 | 10842.75 | ZSPR | 2005-12-13 | 2005-12-13 | 0.10843 | 6958 | 1033 | OFS | OBSOLETE | 1 | 0.10843 | 1 | 0 | 10842.75 | 10842.75
Non Moving Item | M3248716007 | LANTERN RING,22700,PUMP,MF 17.5-20 | NO | 2 | 1554.24 | ZSPR | 2005-12-13 | 2005-12-13 | 0.015542 | 6958 | 1033 | OFS | OBSOLETE | 2 | 0.015542 | 2 | 0 | 777.12 | 1554.24
Non Moving Item | M3248716009 | SHAFT SLEEVE,31100,MF 17.5-20 | NO | 2 | 3249.17 | ZSPR | 2005-12-13 | 2002-07-10 | 0.032492 | 8210 | 1033 | OFS | OBSOLETE | 2 | 0.032492 | 2 | 0 | 1624.59 | 3249.18
Non Moving Item | M3248716010 | IMPELLER NUT,33000,MF 17.5-20 | NO | 1 | 1862.22 | ZSPR | 2005-12-13 | 2005-12-13 | 0.018622 | 6958 | 1033 | OFS | OBSOLETE | 1 | 0.018622 | 1 | 0 | 1862.22 | 1862.22
Non Moving Item | M3248716014 | BEARING HOUSING,24000,MF 17.5-20 | NO | 1 | 10842.75 | ZSPR | 2005-12-13 | 2005-12-13 | 0.10843 | 6958 | 1033 | OFS | OBSOLETE | 1 | 0.10843 | 1 | 0 | 10842.75 | 10842.75
Non Moving Item | M3248716015 | CARTRIDGE,24100,PUMP,MF 17.5-20 | NO | 2 | 5465.52 | ZSPR | 2005-12-13 | 2005-12-13 | 0.054655 | 6958 | 1033 | OFS | OBSOLETE | 2 | 0.054655 | 2 | 0 | 2732.76 | 5465.52
Non Moving Item | M3248716016 | BEARING COVER,27000,MF 17.5-20 | NO | 2 | 2689.64 | ZSPR | 2005-12-13 | 2005-12-13 | 0.026896 | 6958 | 1033 | OFS | OBSOLETE | 2 | 0.026896 | 2 | 0 | 1344.82 | 2689.64
Non Moving Item | M3248716017 | BEARING COVER,27100,MF 17.5-20 | NO | 2 | 928.03 | ZSPR | 2005-12-13 | 2005-12-13 | 0.0092803 | 6958 | 1033 | OFS | OBSOLETE | 2 | 0.0092803 | 2 | 0 | 464.02 | 928.04
Non Moving Item | M3248716020 | SHOULDER RING,19900,PUMP,MF 17.5-20 | NO | 2 | 1554.24 | ZSPR | 2005-12-13 | 2005-12-13 | 0.015542 | 6958 | 1033 | OFS | OBSOLETE | 2 | 0.015542 | 2 | 0 | 777.12 | 1554.24
Non Moving Item | M3248716021 | LIQUID DEFLECTOR,23000,PUMP,MF 17.5-20 | NO | 2 | 404.47 | ZSPR | 2005-12-13 | 2005-12-13 | 0.0040447 | 6958 | 1033 | OFS | OBSOLETE | 2 | 0.0040447 | 2 | 0 | 202.24 | 404.48
Non Moving Item | M3248716024 | BEARING NUT,33500,MF 17.5-20 | NO | 1 | 1031.72 | ZSPR | 2005-12-13 | 2005-12-13 | 0.010317 | 6958 | 1033 | OFS | OBSOLETE | 1 | 0.010317 | 1 | 0 | 1031.72 | 1031.72
Non Moving Item | M3248716025 | BEARING LOCK NUT,33600,MF 17.5-20 | NO | 1 | 1031.72 | ZSPR | 2005-12-13 | 2005-12-13 | 0.010317 | 6958 | 1033 | OFS | OBSOLETE | 1 | 0.010317 | 1 | 0 | 1031.72 | 1031.72
Non Moving Item | M3249066058 | INSERTS DE&NDE,97900,SCT200/48 | NO | 1 | 25350.13 | ZSPR | 2006-05-09 | 2006-05-09 | 0.2535 | 6811 | 1033 | OFS | OBSOLETE | 1 | 0.2535 | 1 | 0 | 25350.13 | 25350.13
Non Moving Item | M3249066059 | ST BOX PACKING RING,20700,KBL,SCT 200/48 | NO | 2 | 506.28 | ZSPR | 2006-05-09 | 2006-05-09 | 0.0050628 | 6811 | 1033 | OFS | OBSOLETE | 2 | 0.0050628 | 2 | 0 | 253.14 | 506.28
Non Moving Item | M3253616020 | BEARING COVER,27000,MF 35-40 | NO | 4 | 10016.54 | ZSPR | 2012-09-15 | 2017-03-31 | 0.10017 | 2832 | 1033 | OFS | OBSOLETE | 4 | 0.10017 | 4 | 0 | 2504.14 | 10016.56
Non Moving Item | M3253616042 | LOCK WASHER,41000,PUMP,MF 35-40 | NO | 2 | 806.4 | ZSPR | 2017-06-28 |  | 0.008064 | 2743 | 1033 | OFS | OBSOLETE | 2 | 0.008064 | 2 | 0 | 403.2 | 806.4
Non Moving Item | M3253626002 | IMPELLER,15100232,DB250-33B | NO | 1 | 134439 | ZSPR | 2012-09-15 | 2014-03-28 | 1.3444 | 3931 | 1033 | OFS | OBSOLETE | 1 | 1.3444 | 1 | 0 | 134439 | 134439
Non Moving Item | M3253626003 | SHAFT,10000,DB 250/33 B | NO | 3 | 26091.57 | ZSPR | 2012-09-15 |  | 0.26092 | 4490 | 1033 | OFS | OBSOLETE | 3 | 0.26092 | 3 | 0 | 8697.19 | 26091.57
Non Moving Item | M3253626004 | CASING COVER,22000,DB250-33B | NO | 2 | 48706.88 | ZSPR | 2013-01-25 |  | 0.48707 | 4358 | 1033 | OFS | OBSOLETE | 2 | 0.48707 | 2 | 0 | 24353.44 | 48706.88
Non Moving Item | M3253626005 | GLAND,22300,DB 250/33 B | NO | 3 | 16488.6 | ZSPR | 2013-11-20 |  | 0.16489 | 4059 | 1033 | OFS | OBSOLETE | 3 | 0.16489 | 3 | 0 | 5496.2 | 16488.6
Non Moving Item | M3253626006 | LANTERN RING,22700,DB 250/33 B | NO | 3 | 2047.42 | ZSPR | 2013-11-20 |  | 0.020474 | 4059 | 1033 | OFS | OBSOLETE | 3 | 0.020474 | 3 | 0 | 682.47 | 2047.41
Non Moving Item | M3253626007 | CASING RING,19000,DB 250/33 B | NO | 2 | 8105.12 | ZSPR | 2005-09-16 | 2005-09-16 | 0.081051 | 7046 | 1033 | OFS | OBSOLETE | 2 | 0.081051 | 2 | 0 | 4052.56 | 8105.12
Non Moving Item | M3253626008 | SHAFT SLEEVE,31000,DB 250/33 B | NO | 3 | 47085.75 | ZSPR | 2012-09-15 |  | 0.47086 | 4490 | 1033 | OFS | OBSOLETE | 3 | 0.47086 | 3 | 0 | 15695.25 | 47085.75
Non Moving Item | M3253626009 | IMPELLER NUT,33000,DB 250/33 B | NO | 3 | 5881.41 | ZSPR | 2012-09-15 |  | 0.058814 | 4490 | 1033 | OFS | OBSOLETE | 3 | 0.058814 | 3 | 0 | 1960.47 | 5881.41
Non Moving Item | M3253626010 | KEY,32000,DB 250/33 B | NO | 2 | 1228.5 | ZSPR | 2013-11-20 |  | 0.012285 | 4059 | 1033 | OFS | OBSOLETE | 2 | 0.012285 | 2 | 0 | 614.25 | 1228.5
Non Moving Item | M3253626011 | LOCK WASHER,41000,PUMP,DB 250/33 B | NO | 3 | 1071 | ZSPR | 2013-01-25 |  | 0.01071 | 4358 | 1033 | OFS | OBSOLETE | 3 | 0.01071 | 3 | 0 | 357 | 1071
Non Moving Item | M3253626013 | BEARING HOUSING,24000,DB 250/33 B | NO | 2 | 25308.92 | ZSPR | 2012-11-26 |  | 0.25309 | 4418 | 1033 | OFS | OBSOLETE | 2 | 0.25309 | 2 | 0 | 12654.46 | 25308.92
Non Moving Item | M3253626014 | BEARING COVER,27000,DB 250/33 B | NO | 4 | 2985.16 | ZSPR | 2012-09-15 |  | 0.029852 | 4490 | 1033 | OFS | OBSOLETE | 4 | 0.029852 | 4 | 0 | 746.29 | 2985.16
Non Moving Item | M3253626016 | OIL SEAL,50000,DB 250/33 B | NO | 1 | 343.35 | ZSPR | 2013-11-20 |  | 0.0034335 | 4059 | 1033 | OFS | OBSOLETE | 1 | 0.0034335 | 1 | 0 | 343.35 | 343.35
Non Moving Item | M3253626018 | LIQUID DEFLECTOR,23600,DB 250/33 B | NO | 3 | 2488.67 | ZSPR | 2012-09-15 |  | 0.024887 | 4490 | 1033 | OFS | OBSOLETE | 3 | 0.024887 | 3 | 0 | 829.56 | 2488.68
Non Moving Item | M3253626019 | CASING RING BACKSIDE,19100,DB 250/33 B | NO | 3 | 13176.45 | ZSPR | 2012-11-26 |  | 0.13176 | 4418 | 1033 | OFS | OBSOLETE | 3 | 0.13176 | 3 | 0 | 4392.15 | 13176.45
Non Moving Item | M3253626026 | GASKET,51400,DB 250/33 B | NO | 3 | 1672.63 | ZSPR | 2013-11-20 |  | 0.016726 | 4059 | 1033 | OFS | OBSOLETE | 3 | 0.016726 | 3 | 0 | 557.54 | 1672.62
Non Moving Item | M3290286035 | B105:VALVE ASSEMBLY | NO | 6 | 17534.9 | ZSPR | 2013-02-07 |  | 0.17535 | 4345 | 1033 | OFS | OBSOLETE | 6 | 0.17535 | 6 | 0 | 2922.48 | 17534.88
Non Moving Item | M3290286038 | B105:DIAPHRAGM | NO | 3 | 61372.15 | ZSPR | 2013-02-07 | 2016-04-22 | 0.61372 | 3175 | 1033 | OFS | OBSOLETE | 3 | 0.61372 | 3 | 0 | 20457.38 | 61372.14
Non Moving Item | M3290286040 | B105:FOOT VALVE ASSEMBLY | NO | 2 | 8182.95 | ZSPR | 2013-02-07 |  | 0.081829 | 4345 | 1033 | OFS | OBSOLETE | 2 | 0.081829 | 2 | 0 | 4091.48 | 8182.96
Non Moving Item | M3290286041 | B105:Y' STRAINER ASSEMBLY | NO | 2 | 7247.76 | ZSPR | 2013-02-07 | 2013-03-26 | 0.072478 | 4298 | 1033 | OFS | OBSOLETE | 2 | 0.072478 | 2 | 0 | 3623.88 | 7247.76
Non Moving Item | M3290286055 | B105:IRV ASSEMBLY | NO | 2 | 6429.47 | ZSPR | 2013-02-07 |  | 0.064295 | 4345 | 1033 | OFS | OBSOLETE | 2 | 0.064295 | 2 | 0 | 3214.74 | 6429.48
Non Moving Item | M3290286061 | B105:PLUNGER | NO | 1 | 34873 | ZSPR | 2005-07-20 | 2005-07-20 | 0.34873 | 7104 | 1033 | OFS | OBSOLETE | 1 | 0.34873 | 1 | 0 | 34873 | 34873
Non Moving Item | M3290286072 | B105:GASKET SET | NO | 3 | 526.04 | ZSPR | 2013-02-07 |  | 0.0052604 | 4345 | 1033 | OFS | OBSOLETE | 3 | 0.0052604 | 3 | 0 | 175.35 | 526.05
Non Moving Item | M3315806000 | PUMP ASSY,VWS50 | NO | 1 | 27954.32 | ZSPR | 2004-02-10 | 2004-02-10 | 0.27954 | 7630 | 1033 | OFS | OBSOLETE | 1 | 0.27954 | 1 | 0 | 27954.32 | 27954.32
Non Moving Item | M3315806003 | ROTOR,0050.442.080,VWS-50 | NO | 2 | 26931.5 | ZSPR | 2002-03-22 | 2002-10-25 | 0.26932 | 8103 | 1033 | OFS | OBSOLETE | 2 | 0.26932 | 2 | 0 | 13465.75 | 26931.5
Non Moving Item | M3315806004 | SHAFT,0050.444.080,VWS-50 | NO | 4 | 31308.84 | ZSPR | 2004-02-10 | 2004-02-10 | 0.31309 | 7630 | 1033 | OFS | OBSOLETE | 4 | 0.31309 | 4 | 0 | 7827.21 | 31308.84
Non Moving Item | M3315806007 | LANTERN RING,0207.227.170,VWS-50 | NO | 4 | 993.93 | ZSPR | 2004-02-10 | 2004-02-10 | 0.0099393 | 7630 | 1033 | OFS | OBSOLETE | 4 | 0.0099393 | 4 | 0 | 248.48 | 993.92
Non Moving Item | M3315806009 | BEARING SPACER,0207.445.010,VWS-50 | NO | 4 | 745.45 | ZSPR | 2004-02-10 | 2004-02-10 | 0.0074545 | 7630 | 1033 | OFS | OBSOLETE | 4 | 0.0074545 | 4 | 0 | 186.36 | 745.44
Non Moving Item | M3315806016 | AUTO DRAIN VALVE,5113103812,VWS-50 | NO | 4 | 993.93 | ZSPR | 2004-02-10 | 2004-02-10 | 0.0099393 | 7630 | 1033 | OFS | OBSOLETE | 4 | 0.0099393 | 4 | 0 | 248.48 | 993.92
Non Moving Item | M3344036017 | COUPLING KEY,46,PUMP,3AD12 | NO | 8 | 6859.5 | ZSPR | 2012-07-28 | 2017-04-29 | 0.068595 | 2803 | 1033 | OFS | OBSOLETE | 8 | 0.068595 | 8 | 0 | 857.44 | 6859.52
Non Moving Item | M3344407016 | WEAR PLATE,SAM TURBO,ARN 100/400 | NO | 6 | 213604.66 | ZSPR |  | 2018-07-27 | 2.136 | 2349 | 1033 | AHD | OBSOLETE | 6 | 2.136 | 6 | 0 | 35600.78 | 213604.68
Non Moving Item | M3344407018 | INNER CASING,ARN100/400 | NO | 8 | 417592.59 | ZSPR |  | 2019-03-16 | 4.1759 | 2117 | 1033 | AHD | OBSOLETE | 8 | 4.1759 | 8 | 0 | 52199.07 | 417592.56
Non Moving Item | M3358606000 | PUMP ASSY,SU MOTORS,CPP2-150X100-400 | NO | 1 | 251007.99 | ZSPR | 2013-03-30 | 2013-05-21 | 2.5101 | 4242 | 1033 | OFS | OBSOLETE | 1 | 2.5101 | 1 | 0 | 251007.99 | 251007.99
Non Moving Item | M3394146020 | INSERT,G8041,RASA WARMAN,PUMP,10/8-FAH | NO | 18 | 611388 | ZSPR | 2015-10-15 | 2017-10-27 | 6.1139 | 2622 | 1033 | AHD | OBSOLETE | 18 | 6.1139 | 0 | 18 | 33966 | 0
Non Moving Item | M3799590100 | COMPLETE VALVE ASSY,SWAGELOK,SS-43GS6 | NO | 3 | 22740.36 | ZSPR | 2012-09-08 |  | 0.2274 | 4497 | 1033 | OFS | OBSOLETE | 3 | 0.2274 | 3 | 0 | 7580.12 | 22740.36
Non Moving Item | M3799590200 | CHECK VALVE ASSY,SS-CHS12MM-EP-1 | NO | 4 | 30591.24 | ZSPR | 2012-09-08 |  | 0.30591 | 4497 | 1033 | OFS | OBSOLETE | 4 | 0.30591 | 4 | 0 | 7647.81 | 30591.24
Non Moving Item | M3799590300 | CHECK VALVE ASSY,SWAGELOK,SS-CHS8MM-1 | NO | 3 | 15811 | ZSPR | 2012-09-08 |  | 0.15811 | 4497 | 1033 | OFS | OBSOLETE | 3 | 0.15811 | 3 | 0 | 5270.33 | 15810.99
Non Moving Item | M3799590400 | CHECK VALVE ASSY,SWAGELOK,SS-CHS6MM-1 | NO | 2 | 8229.81 | ZSPR | 2012-09-08 |  | 0.082298 | 4497 | 1033 | OFS | OBSOLETE | 2 | 0.082298 | 2 | 0 | 4114.91 | 8229.82
Non Moving Item | M3799590500 | CHECK VALVE ASSY,SWAGELOK,SS-8TFMM-LE | NO | 5 | 5579.62 | ZSPR | 2012-09-08 |  | 0.055796 | 4497 | 1033 | OFS | OBSOLETE | 5 | 0.055796 | 5 | 0 | 1115.92 | 5579.6
Non Moving Item | M3799590600 | COMPLETE VALVE ASSY,SS-SS6MM-SC11 | NO | 2 | 14136.6 | ZSPR | 2012-09-08 |  | 0.14137 | 4497 | 1033 | OFS | OBSOLETE | 2 | 0.14137 | 2 | 0 | 7068.3 | 14136.6
Non Moving Item | M4624350347 | TEST CABLE,BOILER,200/210MW | NO | 2 | 10973 | ZSPR | 1998-04-01 | 1998-04-01 | 0.10973 | 9771 | 1033 | C&I | OBSOLETE | 2 | 0.10973 | 2 | 0 | 5486.5 | 10973
Non Moving Item | M4624350611 | GASKET GAUGE,BOILER,200/210MW | NO | 80 | 14211.29 | ZSPR | 1998-04-01 | 1998-04-01 | 0.14211 | 9771 | 1033 | BMD | OBSOLETE | 80 | 0.14211 | 80 | 0 | 177.64 | 14211.2
Non Moving Item | M4650010646 | PIPE LINE ASSY,SAO M02 SM A2H-285-0 | NO | 4 | 2454.66 | ZSPR | 2000-10-18 | 2019-12-07 | 0.024547 | 1851 | 1033 | BMD | OBSOLETE | 4 | 0.024547 | 4 | 0 | 613.67 | 2454.68
Non Moving Item | M4650010743 | Not Present | SET | 2 | 886050 | ZSPR | 1998-04-01 | 1998-04-01 | 8.8605 | 9771 | 1033 | BMD | OBSOLETE | 2 | 8.8605 | 2 | 0 | 443025 | 886050
Non Moving Item | M4650010804 | SUPPORT BOX,SAO-MO2-A2H-241-0,APH | NO | 2 | 51168 | ZSPR | 1998-04-01 | 1998-04-01 | 0.51168 | 9771 | 1033 | BMD | OBSOLETE | 2 | 0.51168 | 2 | 0 | 25584 | 51168
Non Moving Item | M4650030264 | PIN,S066A010&12,BOILER,200/210MW | NO | 2 | 734 | ZSPR | 1998-04-01 | 2019-12-06 | 0.00734 | 1852 | 1033 | BMD | OBSOLETE | 2 | 0.00734 | 2 | 0 | 367 | 734
| M4656010149 | BUSH,BOILER,200/210MW | NO | 70 | 740.6 | ZSPR | [5 empty] | BMD | OBSOLETE | 70 | 0.007406 | 70 | 0 | 10.58 | 740.6
| M4661200193 | BUSH SPINDLE,SAO-MO2-SM-A2R-126-0,BOILER | NO | 5 | 789.05 | ZSPR | [5 empty] | BMD | OBSOLETE | 5 | 0.0078905 | 5 | 0 | 157.81 | 789.05
Non Moving Item | M4662110019 | SLAG PORT HOPPER,SAO-MO2-SM-A3K-319-0 | NO | 46 | 75804.52 | ZSPR | 2003-01-07 | 2019-03-02 | 0.75805 | 2131 | 1033 | BMD | OBSOLETE | 46 | 0.75805 | 38 | 8 | 1647.92 | 62620.96
| M4662110790 | AIR SEAL RING,BOILER,200/210MW | NO | 7 | 17447.57 | ZSPR | 1998-04-01 | 2021-10-07 |  |  |  | BMD | OBSOLETE | 7 | 0.17448 | 7 | 0 | 2492.51 | 17447.57
| M4662120124 | SEAL KIT,SAO-MO2-SM-A3K-708-0,VELJAN | NO | 3 | 644.34 | ZSPR | [5 empty] | BMD | OBSOLETE | 3 | 0.0064434 | 3 | 0 | 214.78 | 644.34
| M4665010136 | TAKE-UP SCREW,SAO-MO2-SM-A3F-159-2 | NO | 20 | 23496.6 | ZSPR | 2019-12-07 | 2022-11-25 |  |  |  | BMD | OBSOLETE | 20 | 0.23497 | 20 | 0 | 1281.99 | 25639.8
Non Moving Item | M4665070088 | GASKET,SAO-MO2-SM-A3F-747-0,BOILER | NO | 19 | 16371.41 | ZSPR | 1998-04-01 | 1998-04-01 | 0.16371 | 9771 | 1033 | BMD | OBSOLETE | 19 | 0.16371 | 19 | 0 | 861.65 | 16371.35
Non Moving Item | M4674100033 | CONNECTING CABLE,RAPCON,BOILER,200/210MW | NO | 1 | 10900 | ZSPR | 1998-04-01 | 1998-04-01 | 0.109 | 9771 | 1033 | C&I | OBSOLETE | 1 | 0.109 | 1 | 0 | 10900 | 10900
Non Moving Item | M4674140020 | FIRING CARD,BOILER | NO | 1 | 55764.09 | ZSPR | 2012-04-10 | 2014-08-13 | 0.55764 | 3793 | 1033 | EMD | OBSOLETE | 1 | 0.55764 | 1 | 0 | 55764.09 | 55764.09
Non Moving Item | M4674140039 | INTER CONN CABLE,ARECA,BOILER | NO | 5 | 249333.33 | ZSPR | 1998-04-01 | 2019-01-11 | 2.4933 | 2181 | 1033 | EMD | OBSOLETE | 5 | 2.4933 | 5 | 0 | 49866.67 | 249333.35
Non Moving Item | M4674140057 | LAMP HOLDER,BOILER,200/210MW | NO | 6 | 654 | ZSPR | 1998-04-01 | 1998-04-01 | 0.00654 | 9771 | 1033 | EMD | OBSOLETE | 6 | 0.00654 | 6 | 0 | 109 | 654
Non Moving Item | M4674140093 | TERMINAL,ELMEX,BOILER,200/210MW | NO | 3 | 171 | ZSPR | 1998-04-01 | 1998-04-01 | 0.00171 | 9771 | 1033 | EMD | OBSOLETE | 3 | 0.00171 | 3 | 0 | 57 | 171
Non Moving Item | M4674160037 | DIGITAL BUFFER CARD,BOILER | NO | 1 | 5706.66 | ZSPR | 1998-04-01 | 2014-08-08 | 0.057067 | 3798 | 1033 | C&I | OBSOLETE | 1 | 0.057067 | 1 | 0 | 5706.66 | 5706.66
Non Moving Item | M4674160073 | PUSH BUTTON,BOILER,200/210MW | NO | 3 | 5469.68 | ZSPR | 2008-02-09 | 1998-04-01 | 0.054697 | 9771 | 1033 | EMD | OBSOLETE | 3 | 0.054697 | 2 | 1 | 1823.23 | 3646.46
Non Moving Item | M4674200030 | SCREEN COMMON CABLE,BOILER,200/210MW | NO | 1 | 6546 | ZSPR | 1998-04-01 | 1998-04-01 | 0.06546 | 9771 | 1033 | EMD | OBSOLETE | 1 | 0.06546 | 1 | 0 | 6546 | 6546
Non Moving Item | M4704330094 | OPTICAL TRANSDUCER | NO | 4 | 5487.94 | ZSPR | 1998-04-01 | 1998-04-01 | 0.054879 | 9771 | 1033 | C&I | OBSOLETE | 4 | 0.054879 | 4 | 0 | 1371.99 | 5487.96
Non Moving Item | M4716020848 | BOTTOM LOOP,1-16-079-00279,BHEL,BOILER | NO | 16 | 165543.88 | ZSPR | 2011-02-07 | 2019-06-20 | 1.6554 | 2021 | 1033 | BMD | Obsolete | 16 | 1.6554 | 16 | 0 | 10346.49 | 165543.84
Non Moving Item | M4750021140 | GASKET,F/SPEED REDUCER,F/SAPH U7 | SET | 4 | 74749 | ZSPR | 2004-11-19 | 2004-11-19 | 0.74749 | 7347 | 1033 | BMD | OBSOLETE | 4 | 0.74749 | 4 | 0 | 18687.25 | 74749
Non Moving Item | M4754020015 | RUBBER GKT,56X66X3MM,F/ID FAN VIEW GLASS | NO | 60 | 240.45 | ZSPR | 1998-04-01 | 1998-04-01 | 0.0024045 | 9771 | 1033 | BMD | OBSOLETE | 60 | 0.0024045 | 60 | 0 | 4.01 | 240.6
Non Moving Item | M4754020024 | RUBBER GKT,82X92X3MM,F/ID FAN VIEW GLASS | NO | 12 | 194 | ZSPR | 1998-04-01 | 1998-04-01 | 0.00194 | 9771 | 1033 | BMD | OBSOLETE | 12 | 0.00194 | 12 | 0 | 16.17 | 194.04
| M4761050030 | O-RING,004/61999,BHEL,BOILER,500MW | NO | 0 | 0 | ZSPR | [5 empty] | BMD | OBSOLETE | 0 |  | 0 | 0 | 23.72 | 0
Non Moving Item | M4761080102 | CAP-II,HY622097273001,BHEL,BOILER,500MW | NO | 64 | 62832.01 | ZSPR | 2014-12-04 | 2017-03-31 | 0.62832 | 2832 | 1033 | BMD | OBSOLETE | 64 | 0.62832 | 64 | 0 | 981.75 | 62832
| M5001040369 | CROSS HEAD TG,ANSALDO,GENERATOR | NO | 2 | 295000 | ZSPR | 2020-12-09 | 2021-08-27 |  |  |  | TMD | OBSOLETE | 2 | 2.95 | 2 | 0 | 147500 | 295000
Non Moving Item | M5001046321 | BUSHING,TG152320 | NO | 16 | 129863.03 | ZSPR |  | 2019-09-10 | 1.2986 | 1939 | 1033 | TMD | OBSOLETE | 16 | 1.2986 | 16 | 0 | 8116.44 | 129863.04
| M5001046328 | STEM,MAA 13AA 031G/9 | NO | 3 | 148680 | ZSPR | 2020-12-09 | 2021-08-30 |  |  |  | TMD | OBSOLETE | 3 | 1.4868 | 3 | 0 | 49560 | 148680
| M5001786020 | BOLT,MAA13HA001G&10,ANSALDO,D3A | NO | 11 | 170561.6 | ZSPR | [5 empty] | TMD | OBSOLETE | 11 | 1.7056 | 11 | 0 | 15505.6 | 170561.6
| M5001786023 | SLOTTED NUT,MAA13HA001G&13,ANSALDO,D3A | NO | 88 | 232164.24 | ZSPR | 0 | 2020-10-27 |  |  |  | TMD | OBSOLETE | 88 | 2.3216 | 88 | 0 | 2638.23 | 232164.24
| M5001786026 | SLOTTED NUT,MAA13HA001G&16,ANSALDO,D3A | NO | 85 | 284945.5 | ZSPR | [5 empty] | TMD | OBSOLETE | 85 | 2.8495 | 85 | 0 | 3352.3 | 284945.5
| M5001786036 | STUD BOLT,MAA13HA002G/4,ANSALDO | NO | 4 | 457365.04 | ZSPR | [5 empty] | TMD | OBSOLETE | 4 | 4.5737 | 4 | 0 | 114341.26 | 457365.04
| M5001786037 | STUD BOLT,MAA13HA002G/5,ANSALDO | NO | 4 | 700176.12 | ZSPR | [5 empty] | TMD | OBSOLETE | 4 | 7.0018 | 4 | 0 | 175044.03 | 700176.12
| M5001786038 | STUD BOLT,MAA13HA002G/6,ANSALDO | NO | 4 | 1324549 | ZSPR | 1998-04-01 | 2012-09-07 |  |  |  | TMD | Obsolete | 4 | 13.2455 | 4 | 0 | 331137.25 | 1324549
| M5001786051 | SPRING,MAA13HA021G&9,ANSALDO,D3A | NO | 168 | 379004.64 | ZSPR | [5 empty] | TMD | OBSOLETE | 168 | 3.79 | 168 | 0 | 2255.98 | 379004.64
| M5001786071 | SPRING,MAA13HA026G&10,ANSALDO,D3A | NO | 107 | 265449.88 | ZSPR | 0 | 2021-09-29 |  |  |  | TMD | OBSOLETE | 107 | 2.6545 | 107 | 0 | 2480.84 | 265449.88
| M5001786136 | SEAT,MAY13HA013G/97,ANSALDO | NO | 3 | 161352.9 | ZSPR | [5 empty] | TMD | OBSOLETE | 3 | 1.6135 | 3 | 0 | 53784.3 | 161352.9
| M5001786530 | PLUG,MAA13AA070G,ANSALDO | NO | 3 | 128531.16 | ZSPR | 0 | 2022-02-23 |  |  |  | TMD | OBSOLETE | 3 | 1.2853 | 3 | 0 | 42843.72 | 128531.16
| M5001786540 | STOP PLATE,MAA13HA021G,ANSALDO,D3A | NO | 52 | 42897.4 | ZSPR | [5 empty] | TMD | OBSOLETE | 52 | 0.42897 | 52 | 0 | 824.95 | 42897.4
| M5001786541 | NUT,152791/8/358,361/5,ANSALDO | NO | 38 | 65522.26 | ZSPR | [5 empty] | TMD | OBSOLETE | 38 | 0.65522 | 38 | 0 | 1724.27 | 65522.26
| M5001786542 | SPRING,GP32482P19,ANSALDO,D3A | NO | 40 | 115354.8 | ZSPR | [5 empty] | TMD | OBSOLETE | 40 | 1.1535 | 40 | 0 | 2883.87 | 115354.8
| M5001786578 | SPG,MAA13AA012G,ANSALDO | NO | 1 | 29365.43 | ZSPR | [5 empty] | TMD | OBSOLETE | 1 | 0.29365 | 1 | 0 | 29365.43 | 29365.43
| M5001786615 | BALANCING WEIGHT,MAC13HA081G001,ANSALDO | NO | 379 | 35474.4 | ZSPR | [5 empty] | TMD | OBSOLETE | 379 | 0.35474 | 379 | 0 | 93.6 | 35474.4
| M5001786616 | BALANCING WEIGHT,MAC13HA081G001,ANSALDO | NO | 329 | 29083.6 | ZSPR | [5 empty] | TMD | OBSOLETE | 329 | 0.29084 | 329 | 0 | 88.4 | 29083.6
| M5001786681 | SEAL PIPING GASKET,MAW13HA010G,ANSALDO | NO | 29 | 34804.06 | ZSPR | [5 empty] | TMD | OBSOLETE | 29 | 0.34804 | 29 | 0 | 1200.14 | 34804.06
| M5001786682 | SEAL PIPING GASKET,MAW13HA010G,ANSALDO | NO | 29 | 34804.06 | ZSPR | [5 empty] | TMD | OBSOLETE | 29 | 0.34804 | 29 | 0 | 1200.14 | 34804.06
| M5002046056 | CASTLE NUT (SPECIAL NUT) , 32159012, | NO | 27 | 165333.42 | ZSPR | [5 empty] | TMD | Obsolete | 27 | 1.6533 | 27 | 0 | 6123.46 | 165333.42
Non Moving Item | M5002066168 | I.V.:TG152310'STEM | NO | 3 | 117575.92 | ZSPR | 2014-02-24 | 2019-09-10 | 1.1758 | 1939 | 1033 | TMD | OBSOLETE | 3 | 1.1758 | 3 | 0 | 39191.97 | 117575.91
| M5002066172 | I.V.:TG152310'BUSHING HOUSING | NO | 1 | 747237.15 | ZSPR | 0 | 2020-10-12 |  |  |  | TMD | OBSOLETE | 1 | 7.4724 | 1 | 0 | 747237.15 | 747237.15
| M5002066173 | I.V.:TG152310'BUSHING | NO | 1 | 147025.83 | ZSPR | 0 | 2020-10-12 |  |  |  | TMD | OBSOLETE | 1 | 1.4703 | 1 | 0 | 147025.83 | 147025.83
| M5002066187 | I.V.:TG152310'BUSHING | NO | 2 | 214484.74 | ZSPR | [5 empty] | TMD | OBSOLETE | 2 | 2.1448 | 2 | 0 | 107242.37 | 214484.74
| M5002066235 | I.V.:TG141311'PISTON RING | NO | 11 | 151774.04 | ZSPR | [5 empty] | TMD | OBSOLETE | 11 | 1.5177 | 11 | 0 | 13797.64 | 151774.04
| M5002066236 | I.V.:TG141311'SPRING | NO | 1 | 235383.5 | ZSPR | [5 empty] | TMD | OBSOLETE | 1 | 2.3538 | 1 | 0 | 235383.5 | 235383.5
Non Moving Item | M5003536025 | RADIAL SEAL SEGMENT,MAC13HA020G/5,D3A | NO | 55 | 827966.36 | ZSPR | 2016-12-07 | 2019-01-24 | 8.2797 | 2168 | 1033 | TMD | Obsolete | 55 | 8.2797 | 55 | 0 | 15053.93 | 827966.15
Non Moving Item | M5003536033 | RADIAL SEAL SEGMENT,MAC13HA022G/5,D3A | NO | 59 | 1140807.59 | ZSPR | 2016-12-07 | 2019-01-24 | 11.4081 | 2168 | 1033 | TMD | OBSOLETE | 59 | 11.4081 | 59 | 0 | 19335.72 | 1140807.48
| M5003536074 | SEAL SEGMENT,MAC13HA035G/5,ANSALDO | NO | 2 | 957578.52 | ZSPR | [5 empty] | TMD | OBSOLETE | 2 | 9.5758 | 2 | 0 | 478789.26 | 957578.52
| M5003536085 | TIE ROD,MAC13HA090G&20,ANSALDO,D3A | NO | 22 | 142835.66 | ZSPR | 0 | 2022-11-30 |  |  |  | TMD | OBSOLETE | 22 | 1.4284 | 22 | 0 | 6492.53 | 142835.66
| M5003536086 | NUT,MAC13HA090G/21,ANSALDO,D3A | NO | 15 | 54476.1 | ZSPR | 0 | 2022-12-10 |  |  |  | TMD | OBSOLETE | 15 | 0.54476 | 15 | 0 | 3631.74 | 54476.1
| M5003536092 | STELLITE,MAC13HB015G&3,ANSALDO,D3A | NO | 276 | 2831437.08 | ZSPR | [5 empty] | TMD | OBSOLETE | 276 | 28.3144 | 276 | 0 | 10258.83 | 2831437.08
| M5003536093 | CONNECTING WIRE,MAC13HB015G/4,ANSALDO | NO | 30 | 1204155.3 | ZSPR | [5 empty] | TMD | Obsolete | 30 | 12.0416 | 30 | 0 | 40138.51 | 1204155.3
| M5003536115 | DIAPHRAGM,MAG13HA001G/5,ANSALDO,D3A | NO | 317 | 1722914.02 | ZSPR | 0 | 2020-11-05 |  |  |  | TMD | OBSOLETE | 317 | 17.2291 | 317 | 0 | 5435.06 | 1722914.02
| M5006066004 | HYPOID GEAR,MAK13AE001G/13,ANSALDO | NO | 5 | 629605 | ZSPR | 2016-01-19 | 2014-08-01 |  |  |  | TMD | OBSOLETE | 5 | 6.2961 | 5 | 0 | 125921 | 629605
| M5007046002 | BUSHING HOUSING,5 | NO | 2 | 2352413.28 | ZSPR | [5 empty] | TMD | OBSOLETE | 2 | 23.5241 | 2 | 0 | 1176206.64 | 2352413.28
Non Moving Item | M5021010528 | THYRITE,311QS20148B,GENERATOR | NO | 2 | 825001 | ZSPR | 1998-04-01 | 1998-04-01 | 8.25 | 9771 | 1033 | EMD | OBSOLETE | 2 | 8.25 | 2 | 0 | 412500.5 | 825001
| M5022010479 | CLOSING COIL,95360,LENOIR,GENERATOR | NO | 7 | 554561.21 | ZSPR | 2007-12-27 | 2022-12-10 |  |  |  | EMD | OBSOLETE | 7 | 5.5456 | 7 | 0 | 79223.03 | 554561.21
Non Moving Item | M5022026080 | TRANSFORMER,DRY,BHEL | NO | 3 | 123144.13 | ZSPR | 2011-08-01 | 2011-11-04 | 1.2314 | 4806 | 1033 | EMD | OBSOLETE | 3 | 1.2314 | 3 | 0 | 41048.04 | 123144.12
Non Moving Item | M5023030054 | STL SAFETY VALVE,GENERATOR | NO | 1 | 185109.64 | ZSPR | 2006-01-06 | 2006-01-06 | 1.8511 | 6934 | 1033 | EMD | OBSOLETE | 1 | 1.8511 | 1 | 0 | 185109.64 | 185109.64
| M5101906534 | NIPPLE,01050102500/7,BHEL | NO | 9 | 165240 | ZSPR | [5 empty] | TMD | Obsolete | 9 | 1.6524 | 9 | 0 | 18360 | 165240
| M5121020898 | SLEEVE,91393601001&35,TURBO GENERATOR | NO | 20 | 165247.2 | ZSPR | 2021-08-11 | 2022-07-06 |  |  |  | EMD | OBSOLETE | 20 | 1.6525 | 20 | 0 | 8262.36 | 165247.2
| M5122020527 | AC/DC SUPPLY MODULE,UNC4664,BHEL | NO | 1 | 47488 | ZSPR | 2005-03-26 | 2005-03-26 |  |  |  | EMD | OBSOLETE | 1 | 0.47488 | 0 | 1 | 47488 | 0
Non Moving Item | M5123031328 | TRANSDUCER,H&B,TEU310 | NO | 1 | 206403.42 | ZSPR | 2004-06-11 | 2018-03-20 | 2.064 | 2478 | 1033 | EMD | OBSOLETE | 1 | 2.064 | 1 | 0 | 206403.42 | 206403.42
Non Moving Item | M5146021520 | RUBBER CORD 7X6MM MTL:NBR-80 75.5A | M | 10 | 1061.86 | ZSPR | 1998-04-01 | 1998-04-01 | 0.010619 | 9771 | 1033 | TMD | UNSERVICEABLE | 10 | 0.010619 | 10 | 0 | 106.19 | 1061.9
| M5405100087 | 45 DEG BEND | NO | 123 | 165490.35 | ZSPR | 1998-04-01 | 2021-03-30 |  |  |  | BMD | Obsolete | 123 | 1.6549 | 123 | 0 | 1345.45 | 165490.35
Non Moving Item | M5522936185 | NEURAL NETWORKS | NO | 1 | 44553.6 | ZSPR | 1998-04-01 | 1998-04-01 | 0.44554 | 9771 | 1033 | C&I | OBSOLETE | 1 | 0.44554 | 1 | 0 | 44553.6 | 44553.6
Non Moving Item | M5522936356 | SPLIT RING,E88637&22,ELECON EPC,ASK-650 | NO | 1 | 6678.7 | ZSPR | 1998-04-01 | 1998-04-01 | 0.066787 | 9771 | 1033 | C&I | OBSOLETE | 1 | 0.066787 | 1 | 0 | 6678.7 | 6678.7
Non Moving Item | M5532910023 | deletedINPT COVER FOR 12 FSM/10:1GEAR BO | SET | 1 | 3206 | ZSPR | 1999-11-01 | 1998-04-01 | 0.03206 | 9771 | 1033 | CHP | OBSOLETE | 1 | 0.03206 | 1 | 0 | 3206 | 3206
Non Moving Item | M5602400223 | SHFTEN-24INDRPNO.916-85-301 | NO | 2 | 85490.88 | ZSPR | 2007-08-11 | 2013-05-20 | 0.85491 | 4243 | 1033 | AHD | OBSOLETE | 2 | 0.85491 | 0 | 2 | 42745.44 | 0
Non Moving Item | M5615250790 | GATE SEAT DIFFUSER FEEDER (12 X 10) | NO | 5 | 13599.75 | ZSPR | 2007-11-21 | 2014-03-24 | 0.136 | 3935 | 1033 | AHD | OBSOLETE | 5 | 0.136 | 0 | 5 | 2719.95 | 0
Non Moving Item | M5615250806 | GATE DISC(PT NO:1)DIFUSR FEDR(12X10) | NO | 5 | 17834.06 | ZSPR | 2007-11-21 | 2014-03-24 | 0.17834 | 3935 | 1033 | AHD | OBSOLETE | 5 | 0.17834 | 0 | 5 | 3566.81 | 0
Non Moving Item | M5625150154 | M.S.SINL SLV COUPG FOR 273MM OD PIPE | SET | 16 | 35300.16 | ZSPR | 2008-01-04 | 2018-10-26 | 0.353 | 2258 | 1033 | AHD | OBSOLETE | 16 | 0.353 | 16 | 0 | 2206.26 | 35300.16
Non Moving Item | M5740056006 | DIAPHRAGM,D-104,250PPD | NO | 4 | 19277.94 | ZSPR | 2017-01-27 | 2019-05-20 | 0.19278 | 2052 | 1033 | OFS | OBSOLETE | 4 | 0.19278 | 4 | 0 | 4819.49 | 19277.96
Non Moving Item | M5740056008 | DIAPHRAGM BOLT ASSY,A-968 | NO | 3 | 38058.02 | ZSPR | 2017-01-27 |  | 0.38058 | 2895 | 1033 | OFS | OBSOLETE | 3 | 0.38058 | 3 | 0 | 12686.01 | 38058.03
Non Moving Item | M5740056013 | TUBING CONNECTOR,F-106,CAPITAL CONTROLS | NO | 9 | 8190.98 | ZSPR | 2017-01-27 | 2019-05-20 | 0.08191 | 2052 | 1033 | OFS | OBSOLETE | 9 | 0.08191 | 9 | 0 | 910.11 | 8190.99
Non Moving Item | M5870170129 | DeletedDISC FOR SCALE FOR STAGE III | SET | 1 | 17730 | ZSPR | 2005-07-20 | 2005-07-20 | 0.1773 | 7104 | 1033 | OFS | OBSOLETE | 1 | 0.1773 | 1 | 0 | 17730 | 17730
Non Moving Item | M5870870049 | DeletedIMPELR WEAR RNG FOR BLOW DOWN 200 | NO | 2 | 8701.17 | ZSPR | 2006-05-09 | 2006-05-09 | 0.087012 | 6811 | 1033 | OFS | OBSOLETE | 2 | 0.087012 | 2 | 0 | 4350.59 | 8701.18
Non Moving Item | M5870870067 | DeletedSET OF KEY FOR ST-II KIRLR SCT 20 | SET | 1 | 1436.47 | ZSPR | 2006-05-09 | 2006-05-09 | 0.014365 | 6811 | 1033 | OFS | OBSOLETE | 1 | 0.014365 | 1 | 0 | 1436.47 | 1436.47
Non Moving Item | M5870870076 | DeletedSET OF OIL SEAL FOR KIRLR SCT200/ | SET | 2 | 743.35 | ZSPR | 2006-05-09 | 2006-05-09 | 0.0074335 | 6811 | 1033 | OFS | OBSOLETE | 2 | 0.0074335 | 2 | 0 | 371.68 | 743.36
Non Moving Item | M5870880011 | DeletedSET OF OIL SAEL FOR FILTN DB 250/ | SET | 1 | 265.82 | ZSPR | 2005-09-16 | 2005-09-16 | 0.0026582 | 7046 | 1033 | OFS | OBSOLETE | 1 | 0.0026582 | 1 | 0 | 265.82 | 265.82
Non Moving Item | M5870880020 | DeletedSET OF KEY FOR FILTN KIRLR DB 250 | SET | 1 | 212.66 | ZSPR | 2005-09-16 | 2005-09-16 | 0.0021266 | 7046 | 1033 | OFS | OBSOLETE | 1 | 0.0021266 | 1 | 0 | 212.66 | 212.66
Non Moving Item | M5870900043 | DeletedOIL SEAL FOR BLW DWN KIRLR MF17.5 | SET | 1 | 777.13 | ZSPR | 2005-12-13 | 2005-12-13 | 0.0077713 | 6958 | 1033 | OFS | OBSOLETE | 1 | 0.0077713 | 1 | 0 | 777.13 | 777.13
Non Moving Item | M5870900052 | DeletedKEY FOR BLW DWN ST-1 KIRLR MF17.5 | SET | 1 | 607.74 | ZSPR | 2005-12-13 | 2005-12-13 | 0.0060774 | 6958 | 1033 | OFS | OBSOLETE | 1 | 0.0060774 | 1 | 0 | 607.74 | 607.74
Non Moving Item | M5890990556 | Deleted450NB COMPLETE MOTER FOR B.FLY.V/ | NO | 1 | 82000 | ZSPR | 1998-04-01 | 1998-04-01 | 0.82 | 9771 | 1033 | OFS | OBSOLETE | 1 | 0.82 | 1 | 0 | 82000 | 82000
Non Moving Item | M6515016282 | NUT,1702112141,BEML,BD355 | NO | 2 | 210 | ZSPR | 2019-01-25 |  | 0.0021 | 2167 | 1033 | CHP | OBSOLETE | 2 | 0.0021 | 2 | 0 | 105 | 210
Non Moving Item | M6515016836 | FLANGE&PINION SET,130FD02003,BEML,BD355 | NO | 1 | 118177 | ZSPR | 2019-05-18 |  | 1.1818 | 2054 | 1033 | CHP | OBSOLETE | 1 | 1.1818 | 1 | 0 | 118177 | 118177
Non Moving Item | M6515080434 | O-RING,54110000641,BEML,DOZER | NO | 27 | 9135.63 | ZSPR | 2006-10-03 | 2006-10-03 | 0.091356 | 6664 | 1033 | CHP | OBSOLETE | 27 | 0.091356 | 27 | 0 | 338.36 | 9135.72
Non Moving Item | M6515080540 | O-RING,170-10-15330,BEML,DOZER | NO | 1 | 35.24 | ZSPR | 2006-09-20 | 2006-09-20 | 0.0003524 | 6677 | 1033 | CHP | OBSOLETE | 1 | 0.0003524 | 1 | 0 | 35.24 | 35.24
Non Moving Item | M6515080832 | PLATE,1757911241,BEML,DOZER,D-120 | NO | 3 | 4933.01 | ZSPR | 1998-04-01 | 1998-04-01 | 0.04933 | 9771 | 1033 | CHP | OBSOLETE | 3 | 0.04933 | 3 | 0 | 1644.34 | 4933.02
Non Moving Item | M6515080841 | TEFLON KIT,BEML,DOZER,D-120 | SET | 2 | 5305.14 | ZSPR | 2005-03-12 | 2005-03-12 | 0.053051 | 7234 | 1033 | CHP | OBSOLETE | 2 | 0.053051 | 2 | 0 | 2652.57 | 5305.14
Non Moving Item | M6515080869 | GEAR-P,175-14-15670,BEML,DOZER,D-120 | NO | 2 | 14684.67 | ZSPR | 1998-04-01 | 1998-04-01 | 0.14685 | 9771 | 1033 | CHP | OBSOLETE | 2 | 0.14685 | 2 | 0 | 7342.34 | 14684.68
Non Moving Item | M6515080878 | GEAR-O,175-14-15661,BEML,DOZER,D-120 | NO | 2 | 17794.74 | ZSPR | 1998-04-01 | 1998-04-01 | 0.17795 | 9771 | 1033 | CHP | OBSOLETE | 2 | 0.17795 | 2 | 0 | 8897.37 | 17794.74
Non Moving Item | M6515080896 | DISC,131-10-11120,BEML,DOZER,D-120 | NO | 3 | 5460 | ZSPR | 2004-11-17 | 2004-11-17 | 0.0546 | 7349 | 1033 | CHP | OBSOLETE | 3 | 0.0546 | 3 | 0 | 1820 | 5460
Non Moving Item | M6515080902 | DISC,131-10-11110,BEML,DOZER,D-120 | NO | 4 | 19841.25 | ZSPR | 2005-03-12 | 2005-03-12 | 0.19841 | 7234 | 1033 | CHP | OBSOLETE | 4 | 0.19841 | 4 | 0 | 4960.31 | 19841.24
Non Moving Item | M6515080911 | OIL SEAL,0701220085,BEML,DOZER | NO | 1 | 1273.24 | ZSPR | 2005-03-12 | 2005-03-12 | 0.012732 | 7234 | 1033 | CHP | OBSOLETE | 1 | 0.012732 | 1 | 0 | 1273.24 | 1273.24
Non Moving Item | M6515080957 | PLOW BOLT,A1759021120,BEML,DOZER,D-120 | NO | 16 | 293.89 | ZSPR | 1998-04-01 | 1998-04-01 | 0.0029389 | 9771 | 1033 | CHP | OBSOLETE | 16 | 0.0029389 | 16 | 0 | 18.37 | 293.92
Non Moving Item | M6515080975 | OIL SEAL(SEAL BRG),0612202504,BEML,DOZER | NO | 2 | 16.37 | ZSPR | 1998-04-01 | 1998-04-01 | 0.0001637 | 9771 | 1033 | CHP | OBSOLETE | 2 | 0.0001637 | 2 | 0 | 8.19 | 16.38
Non Moving Item | M6515081002 | OIL SEAL,130-09-11850,BEML,DOZER,D-120 | NO | 8 | 214.83 | ZSPR | 1998-04-01 | 1998-04-01 | 0.0021483 | 9771 | 1033 | CHP | OBSOLETE | 8 | 0.0021483 | 8 | 0 | 26.85 | 214.8
Non Moving Item | M6515081057 | SERVICE KIT,1756405010,BEML,DOZER,D-120 | NO | 1 | 322.42 | ZSPR | 1998-04-01 | 1998-04-01 | 0.0032242 | 9771 | 1033 | CHP | OBSOLETE | 1 | 0.0032242 | 1 | 0 | 322.42 | 322.42
Non Moving Item | M6515081084 | LOCK,1701415140,BEML,DOZER,D-120 | NO | 1 | 26.59 | ZSPR | 1998-04-01 | 1998-04-01 | 0.0002659 | 9771 | 1033 | CHP | OBSOLETE | 1 | 0.0002659 | 1 | 0 | 26.59 | 26.59
Non Moving Item | M6515081145 | RING SEAL,175-22-11240,BEML,DOZER,D-120 | NO | 12 | 1683.97 | ZSPR | 1998-04-01 | 1998-04-01 | 0.01684 | 9771 | 1033 | CHP | OBSOLETE | 12 | 0.01684 | 12 | 0 | 140.33 | 1683.96
Non Moving Item | M6515081163 | ROLLER BEARING,130-09-13610,BEML,DOZER | NO | 2 | 10602.68 | ZSPR | 1998-04-01 | 1998-04-01 | 0.10603 | 9771 | 1033 | CHP | OBSOLETE | 2 | 0.10603 | 2 | 0 | 5301.34 | 10602.68
Non Moving Item | M6515081190 | ROLLER BEARING,1300913171,BEML,DOZER | NO | 2 | 2805.47 | ZSPR | 1998-04-01 | 1998-04-01 | 0.028055 | 9771 | 1033 | CHP | OBSOLETE | 2 | 0.028055 | 2 | 0 | 1402.74 | 2805.48
Non Moving Item | M6515081288 | ROLLER BEARING,170-14-15240,BEML,DOZER | NO | 3 | 9089.87 | ZSPR | 1998-04-01 | 1998-04-01 | 0.090899 | 9771 | 1033 | CHP | OBSOLETE | 3 | 0.090899 | 3 | 0 | 3029.96 | 9089.88
Non Moving Item | M6515081303 | PLATE,104315171,BEML,DOZER,D-120 | NO | 6 | 219.83 | ZSPR | 1998-04-01 | 1998-04-01 | 0.0021983 | 9771 | 1033 | CHP | OBSOLETE | 6 | 0.0021983 | 6 | 0 | 36.64 | 219.84
Non Moving Item | M6515081312 | OIL SEAL,012001039,BEML,DOZER,D-120 | NO | 5 | 178.27 | ZSPR | 1998-04-01 | 1998-04-01 | 0.0017827 | 9771 | 1033 | CHP | OBSOLETE | 5 | 0.0017827 | 5 | 0 | 35.65 | 178.25
Non Moving Item | M6515081428 | BUSHING,1411011620,BEML,DOZER,D-120 | NO | 2 | 1260.2 | ZSPR | 1998-04-01 | 1998-04-01 | 0.012602 | 9771 | 1033 | CHP | OBSOLETE | 2 | 0.012602 | 2 | 0 | 630.1 | 1260.2
Non Moving Item | M6515081437 | PLATE,1751011540,BEML,DOZER,D-120 | NO | 1 | 1167.13 | ZSPR | 2005-03-12 | 2005-03-12 | 0.011671 | 7234 | 1033 | CHP | OBSOLETE | 1 | 0.011671 | 1 | 0 | 1167.13 | 1167.13
Non Moving Item | M6515081464 | COVER,1304318120,BEML,DOZER,D-120 | NO | 3 | 298.46 | ZSPR | 1998-04-01 | 1998-04-01 | 0.0029846 | 9771 | 1033 | CHP | OBSOLETE | 3 | 0.0029846 | 3 | 0 | 99.49 | 298.47
Non Moving Item | M6515081482 | BRAKE DRUM,170-10-12113,BEML,DOZER,D-120 | NO | 1 | 2079.62 | ZSPR | 2005-03-12 | 2005-03-12 | 0.020796 | 7234 | 1033 | CHP | OBSOLETE | 1 | 0.020796 | 1 | 0 | 2079.62 | 2079.62
Non Moving Item | M6515081534 | BEARING,603022312,BEML,DOZER,D-120 | NO | 2 | 2444.72 | ZSPR | 1998-04-01 | 1998-04-01 | 0.024447 | 9771 | 1033 | CHP | OBSOLETE | 2 | 0.024447 | 2 | 0 | 1222.36 | 2444.72
Non Moving Item | M6515081589 | LOCK HANDLE NUT,0510202050,BEML,DOZER | NO | 20 | 214.63 | ZSPR | 1998-04-01 | 1998-04-01 | 0.0021463 | 9771 | 1033 | CHP | OBSOLETE | 20 | 0.0021463 | 20 | 0 | 10.73 | 214.6
Non Moving Item | M6515081598 | BAR RIFFLE NUT,0510102000,BEML,DOZER | NO | 15 | 2197.12 | ZSPR | 1998-04-01 | 1998-04-01 | 0.021971 | 9771 | 1033 | CHP | OBSOLETE | 15 | 0.021971 | 15 | 0 | 146.47 | 2197.05
Non Moving Item | M6515081604 | RING RATCHET,0510119000,BEML,DOZER,D-120 | NO | 3 | 507.12 | ZSPR | 1998-04-01 | 1998-04-01 | 0.0050712 | 9771 | 1033 | CHP | OBSOLETE | 3 | 0.0050712 | 3 | 0 | 169.04 | 507.12
Non Moving Item | M6515081613 | RETAINER,0510107050,BEML,DOZER,D-120 | NO | 4 | 767.47 | ZSPR | 1998-04-01 | 1998-04-01 | 0.0076747 | 9771 | 1033 | CHP | OBSOLETE | 4 | 0.0076747 | 4 | 0 | 191.87 | 767.48
Non Moving Item | M6515081622 | DUST SEAL,1501111226,BEML,DOZER,D-120 | NO | 8 | 486.14 | ZSPR | 1998-04-01 | 1998-04-01 | 0.0048614 | 9771 | 1033 | CHP | OBSOLETE | 8 | 0.0048614 | 8 | 0 | 60.77 | 486.16
Non Moving Item | M6515081659 | OIL SEAL ASSY,1753281292,BEML,DOZER | NO | 10 | 1235.44 | ZSPR | 1998-04-01 | 1998-04-01 | 0.012354 | 9771 | 1033 | CHP | OBSOLETE | 10 | 0.012354 | 10 | 0 | 123.54 | 1235.4
Non Moving Item | M6515081686 | CLAMP,0728003626,BEML,DOZER,D-120 | NO | 4 | 254.65 | ZSPR | 2005-03-12 | 2005-03-12 | 0.0025465 | 7234 | 1033 | CHP | OBSOLETE | 4 | 0.0025465 | 4 | 0 | 63.66 | 254.64
Non Moving Item | M6515081695 | CLAMP,1750321430,BEML,DOZER,D-120 | NO | 2 | 127.33 | ZSPR | 2005-03-12 | 2005-03-12 | 0.0012733 | 7234 | 1033 | CHP | OBSOLETE | 2 | 0.0012733 | 2 | 0 | 63.67 | 127.34
Non Moving Item | M6515081710 | CLAMP,0728006729,BEML,DOZER,D-120 | NO | 4 | 254.65 | ZSPR | 2005-03-12 | 2005-03-12 | 0.0025465 | 7234 | 1033 | CHP | OBSOLETE | 4 | 0.0025465 | 4 | 0 | 63.66 | 254.64
Non Moving Item | M6515081729 | PLATE,1502123111,BEML,DOZER,D-120 | NO | 14 | 16016 | ZSPR | 2004-11-17 | 2004-11-17 | 0.16016 | 7349 | 1033 | CHP | OBSOLETE | 14 | 0.16016 | 14 | 0 | 1144 | 16016
Non Moving Item | M6515081738 | BOLT,0104031240,BEML,DOZER,D-120 | NO | 3 | 238.73 | ZSPR | 2005-03-12 | 2005-03-12 | 0.0023873 | 7234 | 1033 | CHP | OBSOLETE | 3 | 0.0023873 | 3 | 0 | 79.58 | 238.74
Non Moving Item | M6515081747 | HOSE CLAMP,0728004726,BEML,DOZER,D-120 | NO | 4 | 190.98 | ZSPR | 2005-03-12 | 2005-03-12 | 0.0019098 | 7234 | 1033 | CHP | OBSOLETE | 4 | 0.0019098 | 4 | 0 | 47.75 | 191
Non Moving Item | M6515081756 | BEARING ROLLER,0600406015,BEML,DOZER | NO | 1 | 1246.98 | ZSPR | 2005-03-12 | 2005-03-12 | 0.01247 | 7234 | 1033 | CHP | OBSOLETE | 1 | 0.01247 | 1 | 0 | 1246.98 | 1246.98
Non Moving Item | M6515081765 | HOSE,0710200506,BEML,DOZER,D-120 | NO | 2 | 1114.08 | ZSPR | 2005-03-12 | 2005-03-12 | 0.011141 | 7234 | 1033 | CHP | OBSOLETE | 2 | 0.011141 | 2 | 0 | 557.04 | 1114.08
Non Moving Item | M6515081826 | WEAR RING,0715502250,BEML,DOZER,D-120 | NO | 3 | 10599.95 | ZSPR | 1998-04-01 | 1998-04-01 | 0.106 | 9771 | 1033 | CHP | OBSOLETE | 3 | 0.106 | 3 | 0 | 3533.32 | 10599.96
Non Moving Item | M6515081835 | BACK HEAD ASSY,9841441,BEML,DOZER,D-120 | NO | 1 | 1083 | ZSPR | 1998-04-01 | 1998-04-01 | 0.01083 | 9771 | 1033 | CHP | OBSOLETE | 1 | 0.01083 | 1 | 0 | 1083 | 1083
Non Moving Item | M6515081853 | OIL REGULATING PLUG,D7901441,BEML,DOZER | NO | 20 | 285.27 | ZSPR | 1998-04-01 | 1998-04-01 | 0.0028527 | 9771 | 1033 | CHP | OBSOLETE | 20 | 0.0028527 | 20 | 0 | 14.26 | 285.2
Non Moving Item | M6515081899 | O-RING,190602003740/6070,BEML,DOZER | NO | 20 | 1789.28 | ZSPR | 2006-10-03 | 2006-10-03 | 0.017893 | 6664 | 1033 | CHP | OBSOLETE | 20 | 0.017893 | 20 | 0 | 89.46 | 1789.2
Non Moving Item | M6515081905 | PUG STOP CHS RH,AIP 526,BEML,DOZER,D-120 | NO | 12 | 267.4 | ZSPR | 1998-04-01 | 1998-04-01 | 0.002674 | 9771 | 1033 | CHP | OBSOLETE | 12 | 0.002674 | 12 | 0 | 22.28 | 267.36
Non Moving Item | M6515081914 | JUMPING LEVER PULLEY,AIP 758,BEML,DOZER | NO | 6 | 100.3 | ZSPR | 1998-04-01 | 1998-04-01 | 0.001003 | 9771 | 1033 | CHP | OBSOLETE | 6 | 0.001003 | 6 | 0 | 16.72 | 100.32
Non Moving Item | M6515081923 | PINION SHAFT,AIP 803,BEML,DOZER,D-120 | NO | 6 | 355.99 | ZSPR | 1998-04-01 | 1998-04-01 | 0.0035599 | 9771 | 1033 | CHP | OBSOLETE | 6 | 0.0035599 | 6 | 0 | 59.33 | 355.98
Non Moving Item | M6515081941 | WORM LEVER,AIP 326,BEML,DOZER,D-120 | NO | 6 | 487.35 | ZSPR | 1998-04-01 | 1998-04-01 | 0.0048735 | 9771 | 1033 | CHP | OBSOLETE | 6 | 0.0048735 | 6 | 0 | 81.23 | 487.38
Non Moving Item | M6515081950 | CLUTCH ARM,AIP 414,BEML,DOZER,D-120 | NO | 6 | 613.04 | ZSPR | 1998-04-01 | 1998-04-01 | 0.0061304 | 9771 | 1033 | CHP | OBSOLETE | 6 | 0.0061304 | 6 | 0 | 102.17 | 613.02
Non Moving Item | M6609396101 | DIAGONAL,6-21-3,PAHARPUR,COOLING TOWER | NO | 195 | 2254.83 | ZSPR | 1998-04-01 | 1998-04-01 | 0.022548 | 9771 | 1033 | TMD | OBSOLETE | 195 | 0.022548 | 195 | 0 | 11.56 | 2254.2
| M6609396102 | DIAGONAL,6-21-4,PAHARPUR,COOLING TOWER | NO | 5735 | 82239.9 | ZSPR | [5 empty] | TMD | Obsolete | 5735 | 0.8224 | 5735 | 0 | 14.34 | 82239.9
Non Moving Item | M7470376018 | ROLLER,MGR-BDS-802F/7,BRAKE SYS,TEX/BS | NO | 199 | 17050.21 | ZSPR | 2014-04-24 |  | 0.1705 | 3904 | 1033 | MGR | OBSOLETE | 199 | 0.1705 | 199 | 0 | 85.68 | 17050.32
| M7511105016 | 1 IN 8.5 X-ING STEEL SLEPR,RT/20806,52KG | SET | 375 | 3.75 | ZPWM | 1998-04-01 | 2002-04-05 |  |  |  | MGR | OBSOLETE | 375 | 3.75e-05 | 375 | 0 | 0.01 | 3.75
| M7520746163 | BLACK BOLT,25MM,T-11727-28 | NO | 9 | 594 | ZPWM | 2003-02-01 | 2006-12-05 |  |  |  | MGR | OBSOLETE | 9 | 0.00594 | 9 | 0 | 66 | 594
| M7520756524 | SLEEPER SGCI INSERT,PSC,52KG,RT/3087 | NO | 230 | 8031.6 | ZPWM | 1998-04-01 | 1999-10-04 |  |  |  | MGR | OBSOLETE | 230 | 0.080316 | 230 | 0 | 34.92 | 8031.6
| M7530116258 | INDICATIVE FUSE INSERT,G-TYPE,0.6A | NO | 100 | 745 | ZPWM | 1998-04-01 | 1998-04-01 |  |  |  | MGR | OBSOLETE | 100 | 0.00745 | 100 | 0 | 7.45 | 745
| M7530186019 | FILTER UNIT,GGT,W/BLOCK BELL EQUIPMENT | NO | 2 | 33000 | ZPWM | [5 empty] | MGR | OBSOLETE | 2 | 0.33 | 2 | 0 | 16500 | 33000
| M7530316001 | BLOCK PROVNG,S-32001,UAC 4W DOUBLE LINE | NO | 2 | 29172 | ZPWM | [5 empty] | MGR | OBSOLETE | 2 | 0.29172 | 2 | 0 | 14586 | 29172
| M7530356017 | SWITCH ON/OFF,230V,25A,2P,2POS,PSEQPT | NO | 4 | 975.44 | ZPWM | 2008-03-17 | 2017-08-22 |  |  |  | MGR | OBSOLETE | 4 | 0.0097544 | 4 | 0 | 243.86 | 975.44
| M7530426011 | HYDROMETER,BATTERY | NO | 1 | 150.63 | ZPWM | 2016-07-25 | 2022-07-08 |  |  |  | MGR | OBSOLETE | 1 | 0.0015063 | 1 | 0 | 150.63 | 150.63
| M7530516005 | TRACK SWITCH ARM,JC1125AC,240V,5A | NO | 9 | 159300 | ZPWM | 2020-05-20 | 2023-07-28 |  |  |  | MGR | OBSOLETE | 9 | 1.593 | 9 | 0 | 17700 | 159300
| M7530516006 | MOTHER BOARD,WEIBRDG,COMBO DS505 SYSTEM | NO | 2 | 242844 | ZPWM | 2020-05-20 | 2018-11-17 |  |  |  | MGR | OBSOLETE | 2 | 2.4284 | 2 | 0 | 121422 | 242844
| M7530846026 | DELETEDTOKENLESS BLOCK INST.PUSH BUTTON | NO | 2 | 0.66 | ZSPR | [5 empty] | MGR | OBSOLETE | 2 | 6.6e-06 | 2 | 0 | 0.33 | 0.66
Non Moving Item | M8320219809 | CAPACITOR,ELECTROLYTIC,33000MFD,50VDC | NO | 30 | 20961.13 | ZSPR | 2015-09-15 |  | 0.20961 | 3395 | 1033 | C&I | OBSOLETE | 30 | 0.20961 | 30 | 0 | 698.7 | 20961
Non Moving Item | M8320219827 | CAPACITOR,ELECTROLYTIC,47000MFD,50VDC | NO | 30 | 26730.17 | ZSPR | 2015-09-15 |  | 0.2673 | 3395 | 1033 | C&I | OBSOLETE | 30 | 0.2673 | 30 | 0 | 891.01 | 26730.3
Non Moving Item | M8320269600 | CAPACITOR,ELECTROLYTIC,10000MFD,100VDC | NO | 121 | 346096.72 | ZSPR | 2015-09-15 | 2014-10-20 | 3.461 | 3725 | 1033 | C&I | OBSOLETE | 121 | 3.461 | 91 | 30 | 2860.3 | 260287.3
Non Moving Item | M8320411508 | CAPACITOR,ELECTROLYTIC,50 PFD,400VDC | NO | 80 | 807.12 | ZSPR | 1998-04-01 | 1998-04-01 | 0.0080712 | 9771 | 1033 | C&I | OBSOLETE | 80 | 0.0080712 | 80 | 0 | 10.09 | 807.2
Non Moving Item | M8320411687 | CAPACITOR,ELECTROLYTIC,68 PFD,400VDC | NO | 80 | 807.12 | ZSPR | 1998-04-01 | 1998-04-01 | 0.0080712 | 9771 | 1033 | C&I | OBSOLETE | 80 | 0.0080712 | 80 | 0 | 10.09 | 807.2
Non Moving Item | M8320412103 | CAPACITOR,ELECTROLYTIC,100PFD,400VDC | NO | 80 | 807.14 | ZSPR | 1998-04-01 | 1998-04-01 | 0.0080714 | 9771 | 1033 | C&I | OBSOLETE | 80 | 0.0080714 | 80 | 0 | 10.09 | 807.2
Non Moving Item | M8320412228 | CAPACITOR,ELECTROLYTIC,220PFD,400VDC | NO | 80 | 707.69 | ZSPR | 1998-04-01 | 1998-04-01 | 0.0070769 | 9771 | 1033 | C&I | OBSOLETE | 80 | 0.0070769 | 80 | 0 | 8.85 | 708
Non Moving Item | M8320412255 | CAPACITOR,ELECTROLYTIC,250PFD,400VDC | NO | 80 | 731.09 | ZSPR | 1998-04-01 | 1998-04-01 | 0.0073109 | 9771 | 1033 | C&I | OBSOLETE | 80 | 0.0073109 | 80 | 0 | 9.14 | 731.2
Non Moving Item | M8320582501 | CAPACITOR,ELECTROLYTIC,500PFD,2000VAC | NO | 10 | 197.11 | ZSPR | 1998-04-01 | 1998-04-01 | 0.0019711 | 9771 | 1033 | C&I | OBSOLETE | 10 | 0.0019711 | 10 | 0 | 19.71 | 197.1
Non Moving Item | M8331990036 | RHEOSTAT,WIRE WOUND SLIDING,650V,4-5A | NO | 3 | 2323.77 | ZSPR | 1998-04-01 | 2008-09-30 | 0.023238 | 5936 | 1033 | C&I | OBSOLETE | 3 | 0.023238 | 3 | 0 | 774.59 | 2323.77
Non Moving Item | M8340990014 | CAPACITOR,PAPER DIELECTRIC,0.22MFD | NO | 30 | 3270 | ZSPR | 1998-04-01 | 1998-04-01 | 0.0327 | 9771 | 1033 | C&I | OBSOLETE | 30 | 0.0327 | 30 | 0 | 109 | 3270
Non Moving Item | M8340990087 | CAPACITOR,33MFD,HPSV LAMP | NO | 33 | 4257 | ZSPR | 1998-04-01 | 1998-04-01 | 0.04257 | 9771 | 1033 | C&I | OBSOLETE | 33 | 0.04257 | 33 | 0 | 129 | 4257
Non Moving Item | M8520990418 | SPRING WASHER,BHEL,SWITCH GEAR | NO | 60 | 58803 | ZSPR | 2007-03-10 | 2007-03-10 | 0.58803 | 6506 | 1033 | EMD | OBSOLETE | 60 | 0.58803 | 60 | 0 | 980.05 | 58803
Non Moving Item | M8520990427 | HEX NUT,BHEL,SWITCH GEAR | NO | 60 | 58804 | ZSPR | 2007-03-10 | 2007-03-10 | 0.58804 | 6506 | 1033 | EMD | OBSOLETE | 60 | 0.58804 | 60 | 0 | 980.07 | 58804.2
Non Moving Item | M8520990791 | WATT METER-DIGITAL DISPLAY MOD.(0-28 MW) | NO | 1 | 6042 | ZSPR | 2005-12-17 | 2005-12-17 | 0.06042 | 6954 | 1033 | EMD | OBSOLETE | 1 | 0.06042 | 1 | 0 | 6042 | 6042
Non Moving Item | M8520990807 | WATT METER-DIGITAL DISPLAY MOD.(0-35 MW) | NO | 1 | 6042 | ZSPR | 2005-12-17 | 2005-12-17 | 0.06042 | 6954 | 1033 | EMD | OBSOLETE | 1 | 0.06042 | 1 | 0 | 6042 | 6042
Non Moving Item | M8520990816 | WATT METER-DIGITAL DISPLAY MOD.(0-1500KW | NO | 1 | 6042 | ZSPR | 2005-12-17 | 2005-12-17 | 0.06042 | 6954 | 1033 | EMD | OBSOLETE | 1 | 0.06042 | 1 | 0 | 6042 | 6042
Non Moving Item | M8520990834 | WATT METER-DIGITAL DISPLAY MOD.(0-600 MW | NO | 1 | 6042 | ZSPR | 2005-12-17 | 2005-12-17 | 0.06042 | 6954 | 1033 | EMD | OBSOLETE | 1 | 0.06042 | 1 | 0 | 6042 | 6042
Non Moving Item | M8520990843 | MVAR METER-DIGITAL DISPLAY MOD.(-600...0 | NO | 1 | 6042 | ZSPR | 2005-12-17 | 2005-12-17 | 0.06042 | 6954 | 1033 | EMD | OBSOLETE | 1 | 0.06042 | 1 | 0 | 6042 | 6042
Non Moving Item | M8520990852 | FREQUENCY METER 45-55 HZ FOR ECP UNIT-7 | NO | 1 | 6042 | ZSPR | 2005-12-17 | 2005-12-17 | 0.06042 | 6954 | 1033 | EMD | OBSOLETE | 1 | 0.06042 | 1 | 0 | 6042 | 6042
Non Moving Item | M8521990013 | NON-MAG VALVE,153273,COMPRESSOR | NO | 2 | 75155 | ZSPR | 1998-04-01 | 1998-04-01 | 0.75155 | 9771 | 1033 | EMD | OBSOLETE | 2 | 0.75155 | 2 | 0 | 37577.5 | 75155
Non Moving Item | M8521990714 | OIL-RING,043745,JAB,COMPRESSOR | SET | 3 | 71041.55 | ZSPR | 2011-10-20 | 2007-09-19 | 0.71042 | 6313 | 1033 | EMD | OBSOLETE | 3 | 0.71042 | 0 | 3 | 23680.52 | 0
Non Moving Item | M8522100134 | VALVE,SAF,RELIEF,50BAR,1/2IN | NO | 1 | 28993.2 | ZSPR | 2011-10-20 |  | 0.28993 | 4821 | 1033 | EMD | OBSOLETE | 1 | 0.28993 | 0 | 1 | 28993.2 | 0
Non Moving Item | M8558307028 | ISOLATOR,240VAC,SP,10A,SPDT | NO | 2 | 57907 | ZSPR | 1998-04-01 | 1998-04-01 | 0.57907 | 9771 | 1033 | EMD | OBSOLETE | 2 | 0.57907 | 2 | 0 | 28953.5 | 57907
Non Moving Item | M8567999132 | PROTECTION RELAYS 1.4A-2A 3 VA TYPE HAND | NO | 1 | 4103.43 | ZSPR | 1998-04-01 | 1998-04-01 | 0.041034 | 9771 | 1033 | EMD | OBSOLETE | 1 | 0.041034 | 1 | 0 | 4103.43 | 4103.43
Non Moving Item | M8568139220 | COIL,SIEMENS,SWITCH GEAR,220A,415V | NO | 3 | 93474.9 | ZSPR | 1998-04-01 | 2017-09-01 | 0.93475 | 2678 | 1033 | EMD | OBSOLETE | 3 | 0.93475 | 3 | 0 | 31158.3 | 93474.9
Non Moving Item | M8568558922 | MOVING CONTACT ASSY,EE,CIRCUIT BREAKER | NO | 3 | 936 | ZSPR | 2005-02-26 | 2014-03-11 | 0.00936 | 3948 | 1033 | EMD | OBSOLETE | 3 | 0.00936 | 3 | 0 | 312 | 936
Non Moving Item | M8568566989 | ARC CHUTE,EE,CIRCUIT BREAKER | NO | 3 | 4677 | ZSPR | 2001-03-27 | 2001-03-27 | 0.04677 | 8680 | 1033 | EMD | OBSOLETE | 3 | 0.04677 | 3 | 0 | 1559 | 4677
Non Moving Item | M8568569933 | FIXED CONTACT ASSY,EE,CIRCUIT BREAKER | SET | 1 | 3049 | ZSPR | 2001-05-29 | 2001-05-29 | 0.03049 | 8617 | 1033 | EMD | OBSOLETE | 1 | 0.03049 | 1 | 0 | 3049 | 3049
Non Moving Item | M8569000037 | BOTTOM FIXED CONTACT,PGA0100 44,ACB,M40 | SET | 1 | 610.51 | ZSPR | 1998-04-01 | 1998-04-01 | 0.0061051 | 9771 | 1033 | EMD | OBSOLETE | 1 | 0.0061051 | 1 | 0 | 610.51 | 610.51
Non Moving Item | M8569000046 | BOTTOM FIXED CONTACT,PGA4100012,ACB,M20 | SET | 1 | 472.05 | ZSPR | 1998-04-01 | 1998-04-01 | 0.0047205 | 9771 | 1033 | EMD | OBSOLETE | 1 | 0.0047205 | 1 | 0 | 472.05 | 472.05
Non Moving Item | M8569000055 | FIXED CONTACT,PGA0130374,GE,ACB,M20 | SET | 1 | 119.58 | ZSPR | 1998-04-01 | 1998-04-01 | 0.0011958 | 9771 | 1033 | EMD | OBSOLETE | 1 | 0.0011958 | 1 | 0 | 119.58 | 119.58
Non Moving Item | M8569000064 | BOTTOM FIXED CONTACT,ACB,M20 | SET | 1 | 1236.76 | ZSPR | 1998-04-01 | 1998-04-01 | 0.012368 | 9771 | 1033 | EMD | OBSOLETE | 1 | 0.012368 | 1 | 0 | 1236.76 | 1236.76
Non Moving Item | M8569000073 | TOP FIXED CONTACT,PGA0130374,ACB,M20 | NO | 1 | 2921.44 | ZSPR | 1998-04-01 | 1998-04-01 | 0.029214 | 9771 | 1033 | EMD | OBSOLETE | 1 | 0.029214 | 1 | 0 | 2921.44 | 2921.44
Non Moving Item | M8569000082 | TOP FIXED CONTACT,ACB,M40 | NO | 1 | 136.33 | ZSPR | 1998-04-01 | 1998-04-01 | 0.0013633 | 9771 | 1033 | EMD | OBSOLETE | 1 | 0.0013633 | 1 | 0 | 136.33 | 136.33
Non Moving Item | M8569000091 | BOTTOM FIXED CONTACT,ACB,M40 | NO | 1 | 146.85 | ZSPR | 1998-04-01 | 1998-04-01 | 0.0014685 | 9771 | 1033 | EMD | OBSOLETE | 1 | 0.0014685 | 1 | 0 | 146.85 | 146.85
Non Moving Item | M8569000107 | SHUNT TRIP COIL,SGA0100039,ACB | NO | 1 | 62.92 | ZSPR | 1998-04-01 | 1998-04-01 | 0.0006292 | 9771 | 1033 | EMD | OBSOLETE | 1 | 0.0006292 | 1 | 0 | 62.92 | 62.92
Non Moving Item | M8569000116 | COIL RELEASE SPRING,SGA0100036,ACB | NO | 100 | 4693.65 | ZSPR | 1998-04-01 | 1998-04-01 | 0.046936 | 9771 | 1033 | EMD | OBSOLETE | 100 | 0.046936 | 100 | 0 | 46.94 | 4694
Non Moving Item | M8569000152 | CLUSTER CONTACT ASSY,PGA0101063,ACB,M20 | NO | 3 | 37.65 | ZSPR | 1998-04-01 | 1998-04-01 | 0.0003765 | 9771 | 1033 | EMD | OBSOLETE | 3 | 0.0003765 | 3 | 0 | 12.55 | 37.65
Non Moving Item | M8569020460 | ARC CHUTE,SL90855,L&T,CIRCUIT BREAKER | NO | 3 | 102675.75 | ZSPR | 2006-03-30 | 2015-03-09 | 1.0268 | 3585 | 1033 | EMD | OBSOLETE | 3 | 1.0268 | 3 | 0 | 34225.25 | 102675.75
Non Moving Item | M8569050032 | CLOSING COIL ASSY,EE,ACB | NO | 3 | 5446.5 | ZSPR | 1998-04-01 | 1998-04-01 | 0.054465 | 9771 | 1033 | EMD | OBSOLETE | 3 | 0.054465 | 3 | 0 | 1815.5 | 5446.5
Non Moving Item | M8569050050 | SHUNT TRIP RELEASE,SGA 8000052,EE,ACB | NO | 2 | 3692 | ZSPR | 2005-02-26 | 2005-02-26 | 0.03692 | 7248 | 1033 | EMD | OBSOLETE | 2 | 0.03692 | 2 | 0 | 1846 | 3692
Non Moving Item | M8569050069 | FIXED SHUTTER,SGA 3100070,EE,ACB,M610 | NO | 2 | 1040 | ZSPR | 2005-02-26 | 2005-02-26 | 0.0104 | 7248 | 1033 | EMD | OBSOLETE | 2 | 0.0104 | 2 | 0 | 520 | 1040
Non Moving Item | M8569050087 | SPRING,SGA6100028,EE,ACB | NO | 30 | 724.81 | ZSPR | 1999-07-16 | 1999-07-16 | 0.0072481 | 9300 | 1033 | EMD | OBSOLETE | 30 | 0.0072481 | 30 | 0 | 24.16 | 724.8
Non Moving Item | M8569050096 | RESET SPRING,SGA6100027,EE,ACB | NO | 10 | 520 | ZSPR | 2005-02-26 | 2005-02-26 | 0.0052 | 7248 | 1033 | EMD | OBSOLETE | 10 | 0.0052 | 10 | 0 | 52 | 520
Non Moving Item | M8569050102 | SPRING,SGA6140076,EE,ACB | NO | 10 | 520 | ZSPR | 2005-02-26 | 2005-02-26 | 0.0052 | 7248 | 1033 | EMD | OBSOLETE | 10 | 0.0052 | 10 | 0 | 52 | 520
Non Moving Item | M8569050111 | SPRING,SGA6100011,EE,ACB | NO | 10 | 520 | ZSPR | 2005-02-26 | 2005-02-26 | 0.0052 | 7248 | 1033 | EMD | OBSOLETE | 10 | 0.0052 | 10 | 0 | 52 | 520
Non Moving Item | M8569050120 | LATCH RESET SPRING,SGA6100009,EE,ACB | NO | 10 | 520 | ZSPR | 2005-02-26 | 2005-02-26 | 0.0052 | 7248 | 1033 | EMD | OBSOLETE | 10 | 0.0052 | 10 | 0 | 52 | 520
Non Moving Item | M8569050139 | SPRING,SGA6140077,EE,ACB | NO | 2 | 47.63 | ZSPR | 1999-07-16 | 1999-07-16 | 0.0004763 | 9300 | 1033 | EMD | OBSOLETE | 2 | 0.0004763 | 2 | 0 | 23.82 | 47.64
Non Moving Item | M8569050148 | LEVER RELEASE SPRING,SGA6140072,EE,ACB | NO | 10 | 520 | ZSPR | 2005-02-26 | 2005-02-26 | 0.0052 | 7248 | 1033 | EMD | OBSOLETE | 10 | 0.0052 | 10 | 0 | 52 | 520
Non Moving Item | M8569050157 | RETAINING SPRING,SGA 140104,EE,ACB | NO | 10 | 520 | ZSPR | 2005-02-26 | 2005-02-26 | 0.0052 | 7248 | 1033 | EMD | OBSOLETE | 10 | 0.0052 | 10 | 0 | 52 | 520
Non Moving Item | M8569050175 | MINER SPRING,EE,ACB,F/ONE BREAKER | SET | 5 | 2600 | ZSPR | 2005-02-26 | 2005-02-26 | 0.026 | 7248 | 1033 | EMD | OBSOLETE | 5 | 0.026 | 5 | 0 | 520 | 2600
Non Moving Item | M8569050184 | CLOSING COIL,EE,ACB,CC/250 AC S/T | NO | 2 | 8316 | ZSPR | 2001-03-19 | 2001-03-19 | 0.08316 | 8688 | 1033 | EMD | OBSOLETE | 2 | 0.08316 | 2 | 0 | 4158 | 8316
Non Moving Item | M8569050254 | ANGULAR SPACER,SGA 31110005,EE,ACB | NO | 5 | 260 | ZSPR | 2005-02-26 | 2005-02-26 | 0.0026 | 7248 | 1033 | EMD | OBSOLETE | 5 | 0.0026 | 5 | 0 | 52 | 260
Non Moving Item | M8569050263 | SPACER,SGA 210085,EE,ACB | NO | 5 | 130 | ZSPR | 2005-02-26 | 2005-02-26 | 0.0013 | 7248 | 1033 | EMD | OBSOLETE | 5 | 0.0013 | 5 | 0 | 26 | 130
Non Moving Item | M8569050272 | PIN,SGA 2100036,EE,ACB | NO | 50 | 1040 | ZSPR | 2005-05-25 | 2005-05-25 | 0.0104 | 7160 | 1033 | EMD | OBSOLETE | 50 | 0.0104 | 50 | 0 | 20.8 | 1040
Non Moving Item | M8569050555 | CONTACT ASSY,SGA 8100051,EE,ACB,M610 | NO | 1 | 6864 | ZSPR | 2005-02-26 | 2005-02-26 | 0.06864 | 7248 | 1033 | EMD | OBSOLETE | 1 | 0.06864 | 1 | 0 | 6864 | 6864
Non Moving Item | M8569050564 | TOP FIXED CONTACT,SGA 0100212,EE,ACB | NO | 7 | 22791.22 | ZSPR | 1999-08-30 | 2017-08-29 | 0.22791 | 2681 | 1033 | EMD | OBSOLETE | 7 | 0.22791 | 7 | 0 | 3255.89 | 22791.23
Non Moving Item | M8569050573 | FIXED CONTACT,SGA 4100020,EE,ACB,M610 | NO | 3 | 4836 | ZSPR | 2005-02-26 | 2005-02-26 | 0.04836 | 7248 | 1033 | EMD | OBSOLETE | 3 | 0.04836 | 3 | 0 | 1612 | 4836
Non Moving Item | M8569050582 | MOVING CONTACT ASSY,SGA 0119007,EE | NO | 2 | 11965.75 | ZSPR | 2003-09-03 | 2004-04-09 | 0.11966 | 7571 | 1033 | EMD | OBSOLETE | 2 | 0.11966 | 2 | 0 | 5982.88 | 11965.76
Non Moving Item | M8569050616 | MOVING CONTACT,EE,ACB | NO | 1 | 2365 | ZSPR | 1998-04-01 | 1998-04-01 | 0.02365 | 9771 | 1033 | EMD | OBSOLETE | 1 | 0.02365 | 1 | 0 | 2365 | 2365
Non Moving Item | M8569050625 | MOVING CONTACT,EE,ACB | SET | 1 | 3881 | ZSPR | 2001-05-29 | 2001-05-29 | 0.03881 | 8617 | 1033 | EMD | OBSOLETE | 1 | 0.03881 | 1 | 0 | 3881 | 3881
Non Moving Item | M8569050661 | RELEASE,SGA 8000000,EE,ACB | NO | 8 | 7414.2 | ZSPR | 1998-04-01 | 1998-04-01 | 0.074142 | 9771 | 1033 | EMD | OBSOLETE | 8 | 0.074142 | 8 | 0 | 926.78 | 7414.24
Non Moving Item | M8570353742 | FRCD,L&T,CIRCUIT BREAKER | NO | 3 | 77751.92 | ZSPR | 2016-07-26 | 2018-10-12 | 0.77752 | 2272 | 1033 | EMD | OBSOLETE | 3 | 0.77752 | 3 | 0 | 25917.31 | 77751.93
Non Moving Item | M8571104484 | COIL,ZAF300,ABB,CONTACTOR,AF260-30-11 | NO | 2 | 20637.69 | ZSPR | 2011-02-10 |  | 0.20638 | 5073 | 1033 | EMD | OBSOLETE | 2 | 0.20638 | 2 | 0 | 10318.85 | 20637.7
Non Moving Item | M8574051039 | ISOLATING CONT ASSY,PGA8100002,GE | NO | 2 | 70906.58 | ZSPR | 2011-01-12 |  | 0.70907 | 5102 | 1033 | EMD | OBSOLETE | 2 | 0.70907 | 2 | 0 | 35453.29 | 70906.58
| M8581011617 | HIGH PRESSURE PIPE,BHEL,CIRCUIT BREAKER | NO | 2 | 109104.06 | ZSPR | 2016-03-03 | 2023-01-12 |  |  |  | EMD | OBSOLETE | 2 | 1.091 | 2 | 0 | 54552.03 | 109104.06
| M8581012133 | OIL PUMP,SG90074,BHEL,CIRCUIT BREAKER | NO | 5 | 104192 | ZSPR | 2015-02-28 | 2023-01-11 |  |  |  | EMD | OBSOLETE | 5 | 1.0419 | 5 | 0 | 20838.4 | 104192
Non Moving Item | M8581140326 | PUSH ROD,IN21840001-AE,ABB,SF6 CB | NO | 2 | 1679.51 | ZSPR | 2016-02-27 |  | 0.016795 | 3230 | 1033 | EMD | OBSOLETE | 2 | 0.016795 | 2 | 0 | 839.76 | 1679.52
Non Moving Item | M8586045392 | CATCH,IN21670001-10,ABB,SF6 CB | NO | 2 | 895.74 | ZSPR | 2016-02-27 |  | 0.0089574 | 3230 | 1033 | EMD | OBSOLETE | 2 | 0.0089574 | 2 | 0 | 447.87 | 895.74
Non Moving Item | M8586190016 | AUXILIARY SWITCH,NGEF,CB,400KV | NO | 2 | 63872.67 | ZSPR | 1999-03-27 | 2001-04-04 | 0.63873 | 8672 | 1033 | EMD | OBSOLETE | 2 | 0.63873 | 2 | 0 | 31936.34 | 63872.68
Non Moving Item | M8586190210 | HEATING ELEMENT,1585455,AEG,SF6 CB | NO | 10 | 3201.62 | ZSPR | 1998-04-01 | 1998-04-01 | 0.032016 | 9771 | 1033 | EMD | OBSOLETE | 10 | 0.032016 | 10 | 0 | 320.16 | 3201.6
Non Moving Item | M8586190469 | TIME RELAY,1965169,AEG,SF6 CB | NO | 1 | 1540.13 | ZSPR | 1998-04-01 | 1998-04-01 | 0.015401 | 9771 | 1033 | EMD | OBSOLETE | 1 | 0.015401 | 1 | 0 | 1540.13 | 1540.13
Non Moving Item | M8586190478 | CONTACTOR,1965180,AEG,SF6 CB | NO | 1 | 1540.13 | ZSPR | 1998-04-01 | 1998-04-01 | 0.015401 | 9771 | 1033 | EMD | OBSOLETE | 1 | 0.015401 | 1 | 0 | 1540.13 | 1540.13
Non Moving Item | M8586190511 | THERMOSTAT,1803461,AEG,SF6 CB | NO | 3 | 577.55 | ZSPR | 1998-04-01 | 1998-04-01 | 0.0057755 | 9771 | 1033 | EMD | OBSOLETE | 3 | 0.0057755 | 3 | 0 | 192.52 | 577.56
| M8586190575 | SPACER RING,1961521,AEG,SF6 CB | NO | 9 | 119366.01 | ZSPR | 1998-04-01 | 2023-01-16 |  |  |  | EMD | OBSOLETE | 9 | 1.1937 | 9 | 0 | 13262.89 | 119366.01
Non Moving Item | M8586190584 | RING,1264842,AEG,SF6 CB | NO | 3 | 3271.36 | ZSPR | 2004-03-09 | 2006-07-18 | 0.032714 | 6741 | 1033 | EMD | OBSOLETE | 3 | 0.032714 | 3 | 0 | 1090.45 | 3271.35
Non Moving Item | M8586190609 | RING,1278604,AEG,SF6 CB | NO | 36 | 32346.72 | ZSPR | 2004-03-09 | 2004-03-09 | 0.32347 | 7602 | 1033 | EMD | OBSOLETE | 36 | 0.32347 | 36 | 0 | 898.52 | 32346.72
Non Moving Item | M8586190618 | GASKET,1003998,AEG,SF6 CB | NO | 1 | 7711.3 | ZSPR | 2004-03-09 | 2006-07-18 | 0.077113 | 6741 | 1033 | EMD | OBSOLETE | 1 | 0.077113 | 1 | 0 | 7711.3 | 7711.3
Non Moving Item | M8586190663 | O-RING,1277246,AEG,SF6 CB | NO | 6 | 1222.94 | ZSPR | 2004-03-09 | 2004-03-09 | 0.012229 | 7602 | 1033 | EMD | OBSOLETE | 6 | 0.012229 | 6 | 0 | 203.82 | 1222.92
Non Moving Item | M8586190797 | REINFORCING RING,1277647,TELEFUNKER | NO | 15 | 240.28 | ZSPR | 1998-04-01 | 2013-05-10 | 0.0024028 | 4253 | 1033 | EMD | OBSOLETE | 15 | 0.0024028 | 15 | 0 | 16.02 | 240.3
Non Moving Item | M8586190803 | RING,1277660,TELEFUNKER,SF6 CB | NO | 17 | 332.83 | ZSPR | 1998-04-01 | 2013-05-10 | 0.0033283 | 4253 | 1033 | EMD | OBSOLETE | 17 | 0.0033283 | 17 | 0 | 19.58 | 332.86
Non Moving Item | M8586190821 | PRESSURE GAUGE,891.12,ALEXANDER WEIGH | NO | 2 | 11551 | ZSPR | 1998-04-01 | 1998-04-01 | 0.11551 | 9771 | 1033 | EMD | OBSOLETE | 2 | 0.11551 | 2 | 0 | 5775.5 | 11551
Non Moving Item | M8586190973 | GREASE,1001624,AEG,SF6 CB | NO | 1 | 14116.86 | ZSPR | 2008-03-01 | 2014-04-02 | 0.14117 | 3926 | 1033 | EMD | OBSOLETE | 1 | 0.14117 | 1 | 0 | 14116.86 | 14116.86
Non Moving Item | M8586191082 | OETRO COUPLING,AEG,SF6 CB | NO | 20 | 533.96 | ZSPR | 1998-04-01 | 1998-04-01 | 0.0053396 | 9771 | 1033 | EMD | OBSOLETE | 20 | 0.0053396 | 20 | 0 | 26.7 | 534
Non Moving Item | M8586250017 | CLOSING COIL,042531662,NGEF,SF6 CB | NO | 2 | 1459.14 | ZSPR | 2011-03-16 | 2014-03-11 | 0.014591 | 3948 | 1033 | EMD | OBSOLETE | 2 | 0.014591 | 2 | 0 | 729.57 | 1459.14
Non Moving Item | M8586280032 | FIXED CONTACT,042531754,NGEF,SF6 CB | NO | 1 | 2687.2 | ZSPR | 1998-04-01 | 1998-04-01 | 0.026872 | 9771 | 1033 | EMD | OBSOLETE | 1 | 0.026872 | 1 | 0 | 2687.2 | 2687.2
Non Moving Item | M8586280041 | MOVING CONTACT,042531752,NGEF,SF6 CB | NO | 1 | 1511.75 | ZSPR | 1998-04-01 | 1998-04-01 | 0.015118 | 9771 | 1033 | EMD | OBSOLETE | 1 | 0.015118 | 1 | 0 | 1511.75 | 1511.75
Non Moving Item | M8586280096 | O-RING,0425309560,NGEF,SF6 CB | NO | 1 | 138.18 | ZSPR | 2011-03-16 | 2014-03-11 | 0.0013818 | 3948 | 1033 | EMD | OBSOLETE | 1 | 0.0013818 | 1 | 0 | 138.18 | 138.18
Non Moving Item | M8586280254 | SWGR:OFF DELAY TIMER,5-100SEC,SIEMENS | NO | 4 | 1543.18 | ZSPR | 1998-04-01 | 1998-04-01 | 0.015432 | 9771 | 1033 | EMD | OBSOLETE | 4 | 0.015432 | 4 | 0 | 385.8 | 1543.2
Non Moving Item | M8586280263 | TIMER RELAY,042530432,NGEF,SF6 CB | NO | 1 | 411.39 | ZSPR | 1998-04-01 | 1998-04-01 | 0.0041139 | 9771 | 1033 | EMD | OBSOLETE | 1 | 0.0041139 | 1 | 0 | 411.39 | 411.39
Non Moving Item | M8586280290 | BALL VALVE,042530478,HAHNMAGN,SF6 CB | NO | 1 | 1769.85 | ZSPR | 1998-04-01 | 1998-04-01 | 0.017698 | 9771 | 1033 | EMD | OBSOLETE | 1 | 0.017698 | 1 | 0 | 1769.85 | 1769.85
Non Moving Item | M8586280324 | STOP VALVE,042530309,NGEF,SF6 CB | NO | 1 | 1769.85 | ZSPR | 1998-04-01 | 1998-04-01 | 0.017698 | 9771 | 1033 | EMD | OBSOLETE | 1 | 0.017698 | 1 | 0 | 1769.85 | 1769.85
Non Moving Item | M8586280351 | INSULATING NOZZLE,042530143,NGEF,SF6 CB | NO | 1 | 4703.38 | ZSPR | 1998-04-01 | 1998-04-01 | 0.047034 | 9771 | 1033 | EMD | OBSOLETE | 1 | 0.047034 | 1 | 0 | 4703.38 | 4703.38
Non Moving Item | M8586290040 | FIXED CONTACT,042531754,NGEF,SF6 CB | NO | 6 | 11150 | ZSPR | 1998-04-01 | 1998-04-01 | 0.1115 | 9771 | 1033 | EMD | OBSOLETE | 6 | 0.1115 | 6 | 0 | 1858.33 | 11149.98
Non Moving Item | M8586290059 | ARCING CONTACT,042530484,NGEF,SF6 CB | NO | 6 | 6000 | ZSPR | 1998-04-01 | 1998-04-01 | 0.06 | 9771 | 1033 | EMD | OBSOLETE | 6 | 0.06 | 6 | 0 | 1000 | 6000
Non Moving Item | M8586290068 | MOVING CONTACT,042531752,NGEF,SF6 CB | NO | 6 | 6035 | ZSPR | 1998-04-01 | 1998-04-01 | 0.06035 | 9771 | 1033 | EMD | OBSOLETE | 6 | 0.06035 | 6 | 0 | 1005.83 | 6034.98
Non Moving Item | M8586290086 | CLOSING COIL,042531662,NGEF,SF6 CB | NO | 11 | 5687.5 | ZSPR | 1998-04-01 | 1998-04-01 | 0.056875 | 9771 | 1033 | EMD | OBSOLETE | 11 | 0.056875 | 11 | 0 | 517.05 | 5687.55
Non Moving Item | M8586290095 | HEATER,5463900278,NGEF,SF6 CB | NO | 2 | 162 | ZSPR | 1998-04-01 | 2007-03-24 | 0.00162 | 6492 | 1033 | EMD | OBSOLETE | 2 | 0.00162 | 2 | 0 | 81 | 162
Non Moving Item | M8586290226 | STRAIGHT COUPLING,042531 3140,NGEF | NO | 10 | 8870 | ZSPR | 1998-04-01 | 1998-04-01 | 0.0887 | 9771 | 1033 | EMD | OBSOLETE | 10 | 0.0887 | 10 | 0 | 887 | 8870
Non Moving Item | M8586290235 | STRAIGHT COUPLING,042530 8170,NGEF | NO | 10 | 5500 | ZSPR | 1998-04-01 | 1998-04-01 | 0.055 | 9771 | 1033 | EMD | OBSOLETE | 10 | 0.055 | 10 | 0 | 550 | 5500
Non Moving Item | M8586290244 | STRAIGHT COUPLING,547820 0013,NGEF | NO | 10 | 6730 | ZSPR | 1998-04-01 | 1998-04-01 | 0.0673 | 9771 | 1033 | EMD | OBSOLETE | 10 | 0.0673 | 10 | 0 | 673 | 6730
Non Moving Item | M8586290253 | REINFORCING RING,042531 3230,NGEF,SF6 CB | NO | 10 | 489 | ZSPR | 1998-04-01 | 1998-04-01 | 0.00489 | 9771 | 1033 | EMD | OBSOLETE | 10 | 0.00489 | 10 | 0 | 48.9 | 489
Non Moving Item | M8586290262 | ABSORBENT BAG,042530400,NGEF,SF6 CB | NO | 1 | 490 | ZSPR | 1998-04-01 | 1998-04-01 | 0.0049 | 9771 | 1033 | EMD | OBSOLETE | 1 | 0.0049 | 1 | 0 | 490 | 490
Non Moving Item | M8586290271 | INSULATING NOZZLE,042530143,NGEF,SF6 CB | NO | 2 | 12980 | ZSPR | 1998-04-01 | 1998-04-01 | 0.1298 | 9771 | 1033 | EMD | OBSOLETE | 2 | 0.1298 | 2 | 0 | 6490 | 12980
Non Moving Item | M8586290299 | TERMINAL CONNECTOR,042532634,NGEF,SF6 CB | NO | 1 | 4567.5 | ZSPR | 1998-04-01 | 2013-08-30 | 0.045675 | 4141 | 1033 | EMD | OBSOLETE | 1 | 0.045675 | 1 | 0 | 4567.5 | 4567.5
Non Moving Item | M8586290305 | MOLECULAR SIEVE,0425304000,SF6 CB | NO | 6 | 2575 | ZSPR | 1998-04-01 | 1998-04-01 | 0.02575 | 9771 | 1033 | EMD | OBSOLETE | 6 | 0.02575 | 6 | 0 | 429.17 | 2575.02
Non Moving Item | M8586290314 | INSULATING NOZZLE,0425304130,NGEF,SF6 CB | NO | 6 | 15000 | ZSPR | 1998-04-01 | 1998-04-01 | 0.15 | 9771 | 1033 | EMD | OBSOLETE | 6 | 0.15 | 6 | 0 | 2500 | 15000
Non Moving Item | M8586290369 | STOP VALVE,0425303090,NGEF,SF6 CB | NO | 1 | 1025 | ZSPR | 1998-04-01 | 1998-04-01 | 0.01025 | 9771 | 1033 | EMD | OBSOLETE | 1 | 0.01025 | 1 | 0 | 1025 | 1025
Non Moving Item | M8586290378 | SUPPORT INSULATOR,042530019,NGEF,SF6 CB | NO | 3 | 48880 | ZSPR | 1998-04-01 | 1998-04-01 | 0.4888 | 9771 | 1033 | EMD | OBSOLETE | 3 | 0.4888 | 3 | 0 | 16293.33 | 48879.99
Non Moving Item | M8586290387 | SUPPORT PLATE,0425310730,NGEF,SF6 CB | NO | 2 | 8460 | ZSPR | 1998-04-01 | 1998-04-01 | 0.0846 | 9771 | 1033 | EMD | OBSOLETE | 2 | 0.0846 | 2 | 0 | 4230 | 8460
Non Moving Item | M8586370012 | CONTACT BLOCK,08879420,SF6 CB | NO | 5 | 25961.2 | ZSPR | 1998-04-01 | 1998-04-01 | 0.25961 | 9771 | 1033 | EMD | OBSOLETE | 5 | 0.25961 | 5 | 0 | 5192.24 | 25961.2
Non Moving Item | M8586370021 | ROLLER CONTACT,45133012010,BHEL,SF6 CB | NO | 12 | 43430.4 | ZSPR | 2003-03-12 | 2003-03-12 | 0.4343 | 7965 | 1033 | EMD | OBSOLETE | 12 | 0.4343 | 12 | 0 | 3619.2 | 43430.4
Non Moving Item | M8586370030 | PLUG CONTACT,35133010002,BHEL,SF6 CB | NO | 12 | 91203.84 | ZSPR | 2003-03-12 | 2003-03-12 | 0.91204 | 7965 | 1033 | EMD | OBSOLETE | 12 | 0.91204 | 12 | 0 | 7600.32 | 91203.84
Non Moving Item | M8586370058 | LIMIT SWITCH,SK6520001,SF6 CB | NO | 6 | 4949.08 | ZSPR | 1998-04-01 | 1998-04-01 | 0.049491 | 9771 | 1033 | EMD | OBSOLETE | 6 | 0.049491 | 6 | 0 | 824.85 | 4949.1
Non Moving Item | M8586370067 | LIMIT SWITCH,5661338-A,BHEL,SF6 CB,3ARS | NO | 2 | 18692.13 | ZSPR | 2003-03-12 | 2008-03-29 | 0.18692 | 6121 | 1033 | EMD | OBSOLETE | 2 | 0.18692 | 2 | 0 | 9346.07 | 18692.14
Non Moving Item | M8586390047 | CENTERING RING,35180506801-B,BHEL,SF6 CB | NO | 4 | 1000 | ZSPR | 1998-04-01 | 1998-04-01 | 0.01 | 9771 | 1033 | EMD | OBSOLETE | 4 | 0.01 | 4 | 0 | 250 | 1000
Non Moving Item | M8586390056 | CENTER GUIDE,3518 050 6802-B,BHEL,SF6 CB | NO | 2 | 1000 | ZSPR | 1998-04-01 | 1998-04-01 | 0.01 | 9771 | 1033 | EMD | OBSOLETE | 2 | 0.01 | 2 | 0 | 500 | 1000
Non Moving Item | M8586390223 | SAFETY VALVE,35182001418-A,BHEL | NO | 2 | 13892 | ZSPR | 2014-12-20 |  | 0.13892 | 3664 | 1033 | EMD | OBSOLETE | 2 | 0.13892 | 2 | 0 | 6946 | 13892
Non Moving Item | M8586390269 | CLAMP,SG 9611140258,BHEL,SF6 CB | NO | 12 | 606.21 | ZSPR | 2015-02-28 |  | 0.0060621 | 3594 | 1033 | EMD | OBSOLETE | 12 | 0.0060621 | 12 | 0 | 50.52 | 606.24
Non Moving Item | M8586390278 | HOSE PIPE,SG 9612910014,BHEL,SF6 CB | NO | 6 | 1894.4 | ZSPR | 2015-02-28 |  | 0.018944 | 3594 | 1033 | EMD | OBSOLETE | 6 | 0.018944 | 6 | 0 | 315.73 | 1894.38
| M8586390366 | AUXILIARY SWITCH,25188006202-A,BHEL | NO | 5 | 42529.5 | ZSPR | [5 empty] | EMD | OBSOLETE | 5 | 0.42529 | 5 | 0 | 8505.9 | 42529.5
Non Moving Item | M8586390490 | TERMINAL PAD,BHEL,SF6 CB | NO | 3 | 19543 | ZSPR | 2005-09-06 | 2005-09-06 | 0.19543 | 7056 | 1033 | EMD | OBSOLETE | 3 | 0.19543 | 3 | 0 | 6514.33 | 19542.99
Non Moving Item | M8586390515 | TRIPPING COIL,SG9614510110,BHEL,SF6 CB | NO | 4 | 26361.5 | ZSPR | 2010-09-04 | 2015-03-23 | 0.26361 | 3571 | 1033 | EMD | OBSOLETE | 4 | 0.26361 | 4 | 0 | 6590.38 | 26361.52
Non Moving Item | M8586390524 | DENSITY MONITOR,BHEL,CB,400KV | SET | 1 | 68164 | ZSPR | 2005-09-06 | 2005-09-06 | 0.68164 | 7056 | 1033 | EMD | OBSOLETE | 1 | 0.68164 | 1 | 0 | 68164 | 68164
Non Moving Item | M8586390621 | CONTACT BUSH,BHEL,SF6 CB,3AT2 | NO | 20 | 6750 | ZSPR | 1998-04-01 | 2013-06-13 | 0.0675 | 4219 | 1033 | EMD | OBSOLETE | 20 | 0.0675 | 20 | 0 | 337.5 | 6750
Non Moving Item | M8586390667 | TRIPPING COIL,25184606350-A,BHEL,SF6 CB | NO | 9 | 21040.5 | ZSPR | 1998-04-01 | 1998-04-01 | 0.21041 | 9771 | 1033 | EMD | OBSOLETE | 9 | 0.21041 | 9 | 0 | 2337.83 | 21040.47
Non Moving Item | M8586390676 | CLOSING COIL,25184606380-A,BHEL,SF6 CB | NO | 9 | 27789.5 | ZSPR | 1998-04-01 | 1998-04-01 | 0.2779 | 9771 | 1033 | EMD | OBSOLETE | 9 | 0.2779 | 9 | 0 | 3087.72 | 27789.48
Non Moving Item | M8586390685 | SPACE HEATER,251 820 01458,BHEL,SF6 CB | NO | 3 | 170 | ZSPR | 1998-04-01 | 1998-04-01 | 0.0017 | 9771 | 1033 | EMD | OBSOLETE | 3 | 0.0017 | 3 | 0 | 56.67 | 170.01
Non Moving Item | M8586390852 | WASHER,SG900065005,BHEL,SF6 CB,3A2/3AT3 | NO | 12 | 0 | ZSPR | 1998-04-01 | 1998-04-01 | 0 | 9771 | 1033 | EMD | OBSOLETE | 12 | 0 | 12 | 0 | 0 | 0
Non Moving Item | M8586390861 | BOLT,SG90108002,BHEL,SF6 CB,3A2/3AT3 | NO | 8 | 0 | ZSPR | 1998-04-01 | 1998-04-01 | 0 | 9771 | 1033 | EMD | OBSOLETE | 8 | 0 | 8 | 0 | 0 | 0
Non Moving Item | M8586391031 | O-RING,SG 90033006,BHEL,SF6 CB,3A2/3AT3 | NO | 30 | 0 | ZSPR | 1998-04-01 | 1998-04-01 | 0 | 9771 | 1033 | EMD | OBSOLETE | 30 | 0 | 30 | 0 | 0 | 0
Non Moving Item | M8586391040 | DOWTY SEAL,SG90034011,BHEL,SF6 CB | NO | 12 | 0 | ZSPR | 1998-04-01 | 1998-04-01 | 0 | 9771 | 1033 | EMD | OBSOLETE | 12 | 0 | 12 | 0 | 0 | 0
| M8586391110 | SUPPORT INSULATOR,2-5185006709/701,BHEL | NO | 4 | 51488 | ZSPR | 1998-04-01 | 2021-04-30 |  |  |  | EMD | OBSOLETE | 4 | 0.51488 | 4 | 0 | 12872 | 51488
Non Moving Item | M8586391129 | OPERATING ROD,1-3991,SF6 CB | NO | 2 | 30000 | ZSPR | 1998-04-01 | 1998-04-01 | 0.3 | 9771 | 1033 | EMD | OBSOLETE | 2 | 0.3 | 2 | 0 | 15000 | 30000
Non Moving Item | M8586391147 | STRUCTURE UNIT,1-518 9807 018,BHEL,3AT2 | SET | 2 | 3700 | ZSPR | 1998-04-01 | 1998-04-01 | 0.037 | 9771 | 1033 | EMD | OBSOLETE | 2 | 0.037 | 2 | 0 | 1850 | 3700
Non Moving Item | M8586391156 | TERMINAL PAD,22.25,BHEL,SF6 CB,3AT2 | NO | 6 | 14400 | ZSPR | 1998-04-01 | 1998-04-01 | 0.144 | 9771 | 1033 | EMD | OBSOLETE | 6 | 0.144 | 6 | 0 | 2400 | 14400
Non Moving Item | M8586391183 | COUNTER,45182001456-1,BHEL,SF6 CB | NO | 12 | 20245 | ZSPR | 1998-04-01 | 1998-04-01 | 0.20245 | 9771 | 1033 | EMD | OBSOLETE | 12 | 0.20245 | 12 | 0 | 1687.08 | 20244.96
Non Moving Item | M8586391208 | COLLAR RING,35181006048,BHEL,SF6 CB,3AT | NO | 10 | 28244 | ZSPR | 1998-04-01 | 1998-04-01 | 0.28244 | 9771 | 1033 | EMD | OBSOLETE | 10 | 0.28244 | 10 | 0 | 2824.4 | 28244
Non Moving Item | M8586391217 | COLLAR RING,3518100069,BHEL,SF6 CB,3AT | NO | 9 | 38438.28 | ZSPR | 1998-04-01 | 2013-06-13 | 0.38438 | 4219 | 1033 | EMD | OBSOLETE | 9 | 0.38438 | 9 | 0 | 4270.92 | 38438.28
Non Moving Item | M8586391226 | ANGLE,3 518 0507 761,BHEL,SF6 CB,3AT2 | NO | 8 | 200 | ZSPR | 1998-04-01 | 1998-04-01 | 0.002 | 9771 | 1033 | EMD | OBSOLETE | 8 | 0.002 | 8 | 0 | 25 | 200
Non Moving Item | M8586510067 | CONTACT FINGER,9010001681,SF6 CB | SET | 5 | 74458.2 | ZSPR | 1999-03-31 | 2014-10-27 | 0.74458 | 3718 | 1033 | EMD | OBSOLETE | 5 | 0.74458 | 5 | 0 | 14891.64 | 74458.2
Non Moving Item | M8586510128 | LIMIT SWITCH,901010781,VOLTAS,SF6 CB | NO | 5 | 46268.62 | ZSPR | 2004-04-10 | 2004-04-10 | 0.46269 | 7570 | 1033 | EMD | OBSOLETE | 5 | 0.46269 | 5 | 0 | 9253.72 | 46268.6
Non Moving Item | M8586990274 | CYLINDER HEAD GASKET,030627,JAB | NO | 4 | 34223.5 | ZSPR | 2011-10-20 | 2007-09-19 | 0.34224 | 6313 | 1033 | EMD | OBSOLETE | 4 | 0.34224 | 0 | 4 | 8555.88 | 0
Non Moving Item | M8587030203 | SEAL OFF BUSHING,ABB,MOCB | NO | 10 | 32875.75 | ZSPR | 2014-06-02 |  | 0.32876 | 3865 | 1033 | EMD | OBSOLETE | 10 | 0.32876 | 10 | 0 | 3287.58 | 32875.8
Non Moving Item | M8587370024 | CHAIN,MOCB,MLR 145/2500E | NO | 3 | 141.4 | ZSPR | 1998-04-01 | 1998-04-01 | 0.001414 | 9771 | 1033 | EMD | OBSOLETE | 3 | 0.001414 | 3 | 0 | 47.13 | 141.39
| M8587370033 | BIG CHAIN,45293007001,BHEL,MOCB | NO | 0 | 0 | ZSPR | [5 empty] | EMD | OBSOLETE | 0 |  | 0 | 0 | 6870.67 | 0
Non Moving Item | M8587370097 | TOOL,686706-C,BHEL,MOCB | NO | 1 | 897.56 | ZSPR | 1998-04-01 | 1998-04-01 | 0.0089756 | 9771 | 1033 | EMD | OBSOLETE | 1 | 0.0089756 | 1 | 0 | 897.56 | 897.56
Non Moving Item | M8587370103 | LIFTING TACKLE,63390129A,MOCB | NO | 1 | 1282.24 | ZSPR | 1998-04-01 | 1998-04-01 | 0.012822 | 9771 | 1033 | EMD | OBSOLETE | 1 | 0.012822 | 1 | 0 | 1282.24 | 1282.24
Non Moving Item | M8587370200 | CRANK,2188717-A,BHEL,MOCB | NO | 5 | 5730.4 | ZSPR | 2003-03-12 | 2013-04-19 | 0.057304 | 4274 | 1033 | EMD | OBSOLETE | 5 | 0.057304 | 5 | 0 | 1146.08 | 5730.4
Non Moving Item | M8587370219 | SPROCKET,2257952-1,BHEL,MOCB | NO | 4 | 12546.56 | ZSPR | 2003-03-12 | 2013-04-19 | 0.12547 | 4274 | 1033 | EMD | OBSOLETE | 4 | 0.12547 | 4 | 0 | 3136.64 | 12546.56
Non Moving Item | M8587370228 | BREAKING WHEEL,2257962-1,BHEL,MOCB | NO | 4 | 1327.04 | ZSPR | 2003-03-12 | 2013-04-22 | 0.01327 | 4271 | 1033 | EMD | OBSOLETE | 4 | 0.01327 | 4 | 0 | 331.76 | 1327.04
Non Moving Item | M8587370237 | SPROCKET,2257955-1,BHEL,MOCB | NO | 4 | 1688.96 | ZSPR | 2003-03-12 | 2013-04-19 | 0.01689 | 4274 | 1033 | EMD | OBSOLETE | 4 | 0.01689 | 4 | 0 | 422.24 | 1688.96
Non Moving Item | M8587370246 | CHAIN ROLLER,2257954-1,BHEL,MOCB | NO | 4 | 2050.88 | ZSPR | 2003-03-12 | 2013-04-19 | 0.020509 | 4274 | 1033 | EMD | OBSOLETE | 4 | 0.020509 | 4 | 0 | 512.72 | 2050.88
Non Moving Item | M8587370255 | SHAFT,2235023-3,BHEL,MOCB | NO | 6 | 11943.36 | ZSPR | 2003-03-12 | 2003-03-12 | 0.11943 | 7965 | 1033 | EMD | OBSOLETE | 6 | 0.11943 | 6 | 0 | 1990.56 | 11943.36
Non Moving Item | M8587370273 | INNER RACE,22134984-7,BHEL,MOCB | NO | 4 | 3136.64 | ZSPR | 2003-03-12 | 2013-04-19 | 0.031366 | 4274 | 1033 | EMD | OBSOLETE | 4 | 0.031366 | 4 | 0 | 784.16 | 3136.64
Non Moving Item | M8587370282 | CATCH PLATE,2167734-A,BHEL,MOCB | NO | 2 | 9289.28 | ZSPR | 2003-03-12 | 2013-04-19 | 0.092893 | 4274 | 1033 | EMD | OBSOLETE | 2 | 0.092893 | 2 | 0 | 4644.64 | 9289.28
Non Moving Item | M8587370291 | CATCH,2167808-1,BHEL,MOCB | NO | 2 | 8444.8 | ZSPR | 2003-03-12 | 2013-04-19 | 0.084448 | 4274 | 1033 | EMD | OBSOLETE | 2 | 0.084448 | 2 | 0 | 4222.4 | 8444.8
Non Moving Item | M8587370307 | SWITCH,D9565261-2,BHEL,MOCB | NO | 2 | 2654.08 | ZSPR | 2003-03-12 | 2013-04-19 | 0.026541 | 4274 | 1033 | EMD | OBSOLETE | 2 | 0.026541 | 2 | 0 | 1327.04 | 2654.08
Non Moving Item | M8587370316 | AUXILIARY SWITCH,1604670-G,BHEL,MOCB | NO | 2 | 6755.84 | ZSPR | 2003-03-12 | 2013-04-19 | 0.067558 | 4274 | 1033 | EMD | OBSOLETE | 2 | 0.067558 | 2 | 0 | 3377.92 | 6755.84
Non Moving Item | M8587370334 | MOTOR STARTER,C9585264-3,BHEL,MOCB | NO | 2 | 3619.2 | ZSPR | 2003-03-12 | 2013-04-19 | 0.036192 | 4274 | 1033 | EMD | OBSOLETE | 2 | 0.036192 | 2 | 0 | 1809.6 | 3619.2
Non Moving Item | M8587370343 | MOTOR,C9585413,BHEL,MOCB | NO | 3 | 29677.44 | ZSPR | 2003-03-12 | 2013-04-19 | 0.29677 | 4274 | 1033 | EMD | OBSOLETE | 3 | 0.29677 | 3 | 0 | 9892.48 | 29677.44
Non Moving Item | M8587370352 | DISC SPRING,21952011-25,BHEL,MOCB | NO | 658 | 7938.11 | ZSPR | 2003-03-12 | 2013-04-19 | 0.079381 | 4274 | 1033 | EMD | OBSOLETE | 658 | 0.079381 | 658 | 0 | 12.06 | 7935.48
Non Moving Item | M8587370361 | MAGNET,5438020-B,BHEL,MOCB | NO | 4 | 15441.92 | ZSPR | 2003-03-12 | 2013-04-19 | 0.15442 | 4274 | 1033 | EMD | OBSOLETE | 4 | 0.15442 | 4 | 0 | 3860.48 | 15441.92
Non Moving Item | M8587370370 | ELECTRO MAGNET TRIP,45290207016,BHEL | NO | 4 | 15441.92 | ZSPR | 2003-03-12 | 2013-04-19 | 0.15442 | 4274 | 1033 | EMD | OBSOLETE | 4 | 0.15442 | 4 | 0 | 3860.48 | 15441.92
Non Moving Item | M8587370389 | CHAIN,45290607001,BHEL,MOCB | NO | 4 | 1351.17 | ZSPR | 2003-03-12 | 2013-04-19 | 0.013512 | 4274 | 1033 | EMD | OBSOLETE | 4 | 0.013512 | 4 | 0 | 337.79 | 1351.16
Non Moving Item | M8587370398 | TRIPLEX CHAIN,45293007001,BHEL,MOCB | NO | 4 | 23959.11 | ZSPR | 2003-03-12 | 2013-04-19 | 0.23959 | 4274 | 1033 | EMD | OBSOLETE | 4 | 0.23959 | 4 | 0 | 5989.78 | 23959.12
Non Moving Item | M8587370404 | OIL DASH POT,25290507002,BHEL,MOCB | NO | 6 | 34382.4 | ZSPR | 2003-03-12 | 2013-04-19 | 0.34382 | 4274 | 1033 | EMD | OBSOLETE | 6 | 0.34382 | 6 | 0 | 5730.4 | 34382.4
Non Moving Item | M8587370413 | BUSHING,45292007004,BHEL,MOCB | NO | 4 | 965.12 | ZSPR | 2003-03-12 | 2013-04-19 | 0.0096512 | 4274 | 1033 | EMD | OBSOLETE | 4 | 0.0096512 | 4 | 0 | 241.28 | 965.12
Non Moving Item | M8587370422 | CATCH,45292007003,BHEL,MOCB | NO | 4 | 2412.8 | ZSPR | 2003-03-12 | 2013-04-19 | 0.024128 | 4274 | 1033 | EMD | OBSOLETE | 4 | 0.024128 | 4 | 0 | 603.2 | 2412.8
Non Moving Item | M8587370440 | CATCH WHEEL,45292007001,BHEL,MOCB | NO | 4 | 6755.84 | ZSPR | 2003-03-12 | 2013-04-19 | 0.067558 | 4274 | 1033 | EMD | OBSOLETE | 4 | 0.067558 | 4 | 0 | 1688.96 | 6755.84
Non Moving Item | M8587370459 | GEAR WHEEL SHAFT,2321714-1,BHEL,MOCB | NO | 4 | 5066.88 | ZSPR | 2003-03-12 | 2013-04-19 | 0.050669 | 4274 | 1033 | EMD | OBSOLETE | 4 | 0.050669 | 4 | 0 | 1266.72 | 5066.88
Non Moving Item | M8587370468 | GEAR WHEEL,2321713-1,BHEL,MOCB | NO | 4 | 1809.6 | ZSPR | 2003-03-12 | 2013-04-19 | 0.018096 | 4274 | 1033 | EMD | OBSOLETE | 4 | 0.018096 | 4 | 0 | 452.4 | 1809.6
Non Moving Item | M8587370477 | WHEEL GEAR,2321712-1,BHEL,MOCB | NO | 2 | 3619.2 | ZSPR | 2003-03-12 | 2013-04-19 | 0.036192 | 4274 | 1033 | EMD | OBSOLETE | 2 | 0.036192 | 2 | 0 | 1809.6 | 3619.2
Non Moving Item | M8587370495 | RETAINING RING,21542526-114,BHEL,MOCB | NO | 28 | 337.79 | ZSPR | 2003-03-12 | 2013-04-19 | 0.0033779 | 4274 | 1033 | EMD | OBSOLETE | 28 | 0.0033779 | 28 | 0 | 12.06 | 337.68
Non Moving Item | M8587370501 | PARALLEL PIN,2111759-2,BHEL,MOCB | NO | 4 | 965.12 | ZSPR | 2003-03-12 | 2013-04-19 | 0.0096512 | 4274 | 1033 | EMD | OBSOLETE | 4 | 0.0096512 | 4 | 0 | 241.28 | 965.12
Non Moving Item | M8587370529 | BRACKET,2175774-6,BHEL,MOCB | NO | 4 | 1688.96 | ZSPR | 2003-03-12 | 2013-04-19 | 0.01689 | 4274 | 1033 | EMD | OBSOLETE | 4 | 0.01689 | 4 | 0 | 422.24 | 1688.96
Non Moving Item | M8587370538 | CATCH,2167764-1,BHEL,MOCB | NO | 4 | 5790.72 | ZSPR | 2003-03-12 | 2013-04-19 | 0.057907 | 4274 | 1033 | EMD | OBSOLETE | 4 | 0.057907 | 4 | 0 | 1447.68 | 5790.72
Non Moving Item | M8587370556 | RETAINING RING,21542526-118,BHEL,MOCB | NO | 10 | 120.64 | ZSPR | 2003-03-12 | 2013-04-19 | 0.0012064 | 4274 | 1033 | EMD | OBSOLETE | 10 | 0.0012064 | 10 | 0 | 12.06 | 120.6
Non Moving Item | M8587370565 | PARALLEL PIN,211759-16,BHEL,MOCB | NO | 4 | 1206.4 | ZSPR | 2003-03-12 | 2013-04-19 | 0.012064 | 4274 | 1033 | EMD | OBSOLETE | 4 | 0.012064 | 4 | 0 | 301.6 | 1206.4
Non Moving Item | M8587370574 | NEEDLE CAGE,22134997-4,BHEL,MOCB | NO | 9 | 2985.84 | ZSPR | 2003-03-12 | 2013-04-19 | 0.029858 | 4274 | 1033 | EMD | OBSOLETE | 9 | 0.029858 | 9 | 0 | 331.76 | 2985.84
Non Moving Item | M8587370583 | ROLLER,2116739-4,BHEL,MOCB | NO | 4 | 1930.24 | ZSPR | 2003-03-12 | 2013-04-19 | 0.019302 | 4274 | 1033 | EMD | OBSOLETE | 4 | 0.019302 | 4 | 0 | 482.56 | 1930.24
Non Moving Item | M8587370592 | BRACKET,2175774-5,BHEL,MOCB | NO | 4 | 3136.64 | ZSPR | 2003-03-12 | 2013-04-19 | 0.031366 | 4274 | 1033 | EMD | OBSOLETE | 4 | 0.031366 | 4 | 0 | 784.16 | 3136.64
Non Moving Item | M8587370608 | CLOSING CATCH,2167763-1,BHEL,MOCB | NO | 2 | 6755.84 | ZSPR | 2003-03-12 | 2013-04-19 | 0.067558 | 4274 | 1033 | EMD | OBSOLETE | 2 | 0.067558 | 2 | 0 | 3377.92 | 6755.84
Non Moving Item | M8587370617 | CATCH,35290207001,BHEL,MOCB | NO | 4 | 5066.88 | ZSPR | 2003-03-12 | 2013-04-19 | 0.050669 | 4274 | 1033 | EMD | OBSOLETE | 4 | 0.050669 | 4 | 0 | 1266.72 | 5066.88
Non Moving Item | M8587370626 | CATCH,2167727-11,BHEL,MOCB | NO | 4 | 7238.4 | ZSPR | 2003-03-12 | 2013-04-19 | 0.072384 | 4274 | 1033 | EMD | OBSOLETE | 4 | 0.072384 | 4 | 0 | 1809.6 | 7238.4
Non Moving Item | M8587370671 | PIN,45133012028,BHEL,MOCB | NO | 10 | 6514.56 | ZSPR | 2003-03-12 | 2013-04-19 | 0.065146 | 4274 | 1033 | EMD | OBSOLETE | 10 | 0.065146 | 10 | 0 | 651.46 | 6514.6
Non Moving Item | M8587370680 | CONTACT PIN,45133010062,BHEL,MOCB | NO | 30 | 54288 | ZSPR | 2003-03-12 | 2013-04-19 | 0.54288 | 4274 | 1033 | EMD | OBSOLETE | 30 | 0.54288 | 30 | 0 | 1809.6 | 54288
Non Moving Item | M8587370705 | DRAIN VALVE,2541701-1,BHEL,MOCB | NO | 3 | 3800.16 | ZSPR | 2003-03-12 | 2013-04-19 | 0.038002 | 4274 | 1033 | EMD | OBSOLETE | 3 | 0.038002 | 3 | 0 | 1266.72 | 3800.16
Non Moving Item | M8587990031 | BUSHING,ABB,MOCB,6.6KV | NO | 8 | 1614.25 | ZSPR | 1998-04-01 | 1998-04-01 | 0.016143 | 9771 | 1033 | EMD | OBSOLETE | 8 | 0.016143 | 8 | 0 | 201.78 | 1614.24
Non Moving Item | M8587990351 | POLE TUBE,BA-13,ABB,6.6KV,MOCB | NO | 5 | 136982.28 | ZSPR | 2014-06-02 |  | 1.3698 | 3865 | 1033 | EMD | OBSOLETE | 5 | 1.3698 | 5 | 0 | 27396.46 | 136982.3
Non Moving Item | M8587990716 | BUFFER PLUG,BA-23,ABB,MOCB | NO | 5 | 3682.71 | ZSPR | 2007-07-26 | 2013-07-18 | 0.036827 | 4184 | 1033 | EMD | OBSOLETE | 5 | 0.036827 | 5 | 0 | 736.54 | 3682.7
Non Moving Item | M8587990822 | GAUGE,CB-2,ABB,MOCB,CONT HT MEAS,6.6KV | NO | 1 | 1473.08 | ZSPR | 2007-07-26 | 2013-07-18 | 0.014731 | 4184 | 1033 | EMD | OBSOLETE | 1 | 0.014731 | 1 | 0 | 1473.08 | 1473.08
Non Moving Item | M8587990840 | CONTACT TIP OPENER,ABB,MOCB,HKK12/1240 | NO | 2 | 3554.11 | ZSPR | 2007-07-26 |  | 0.035541 | 6368 | 1033 | EMD | OBSOLETE | 2 | 0.035541 | 2 | 0 | 1777.06 | 3554.12
Non Moving Item | M8588400128 | TRIPPING TRIGGER,WESTINGHOUSE,ABCB | NO | 9 | 201.84 | ZSPR | 1998-04-01 | 1998-04-01 | 0.0020184 | 9771 | 1033 | EMD | OBSOLETE | 9 | 0.0020184 | 9 | 0 | 22.43 | 201.87
Non Moving Item | M8589990010 | NUT,0306819001,SIEMENS,SWITCH GEAR | NO | 9 | 90682.8 | ZSPR | 1998-04-01 | 2014-01-08 | 0.90683 | 4010 | 1033 | EMD | OBSOLETE | 9 | 0.90683 | 9 | 0 | 10075.87 | 90682.83
Non Moving Item | M8591323205 | TRIP,IN 54390001-1,ABB,MOCB | NO | 6 | 8826.3 | ZSPR | 1998-04-01 | 2003-06-30 | 0.088263 | 7855 | 1033 | EMD | OBSOLETE | 6 | 0.088263 | 6 | 0 | 1471.05 | 8826.3
Non Moving Item | M8591324457 | SPR&ACC HTSW 6.6KVP.NO.C1-4 IN54090001-4 | NO | 48 | 2641.92 | ZSPR | 1998-04-01 | 2013-07-18 | 0.026419 | 4184 | 1033 | EMD | OBSOLETE | 48 | 0.026419 | 48 | 0 | 55.04 | 2641.92
Non Moving Item | M8592394602 | FORK LEVER,SG9612380007,BHEL,SWITCH | NO | 3 | 36711.52 | ZSPR | 2016-03-03 | 2007-08-03 | 0.36712 | 6360 | 1033 | EMD | OBSOLETE | 3 | 0.36712 | 3 | 0 | 12237.17 | 36711.51
Non Moving Item | M8592990060 | MOTOR OPERATED MECHANISM BOX SUITABLE FO | NO | 2 | 83981.62 | ZSPR | 2008-03-15 |  | 0.83982 | 6135 | 1033 | EMD | OBSOLETE | 2 | 0.83982 | 2 | 0 | 41990.81 | 83981.62
Non Moving Item | M8592994437 | HOLDER,45180406611,BHEL | NO | 1 | 190271 | ZSPR | 2016-04-30 |  | 1.9027 | 3167 | 1033 | EMD | OBSOLETE | 1 | 1.9027 | 1 | 0 | 190271 | 190271
Non Moving Item | M8594028040 | ARRESTER,LIGT,400KV,HITACHI | NO | 1 | 74988.93 | ZSPR | 1998-04-01 | 1998-04-01 | 0.74989 | 9771 | 1033 | EMD | OBSOLETE | 1 | 0.74989 | 1 | 0 | 74988.93 | 74988.93
Non Moving Item | M8594028068 | ARRESTER,LIGT,400KV,HITACHI | NO | 1 | 74988.93 | ZSPR | 1998-04-01 | 1998-04-01 | 0.74989 | 9771 | 1033 | EMD | OBSOLETE | 1 | 0.74989 | 0 | 1 | 74988.93 | 0
Non Moving Item | M8594028077 | ARRESTER,LIGT,400KV,HITACHI | NO | 1 | 74988.93 | ZSPR | 1998-04-01 | 1998-04-01 | 0.74989 | 9771 | 1033 | EMD | OBSOLETE | 1 | 0.74989 | 1 | 0 | 74988.93 | 74988.93
Non Moving Item | M8595380114 | METRO COIL,400KV,1A,BUS DUCT | NO | 1 | 8998.08 | ZSPR | 2008-01-24 |  | 0.089981 | 6186 | 1033 | EMD | OBSOLETE | 1 | 0.089981 | 1 | 0 | 8998.08 | 8998.08
Non Moving Item | M8595990178 | ELECTRO LATCH RELAY,WESTINGHOUSE | SET | 7 | 6552 | ZSPR | 1998-04-01 | 1998-04-01 | 0.06552 | 9771 | 1033 | EMD | OBSOLETE | 7 | 0.06552 | 7 | 0 | 936 | 6552
Non Moving Item | M8595990239 | CH RELAY FOR FSSS CUTTAR HAMMER TYPE M-R | NO | 20 | 61962.17 | ZSPR | 1998-04-01 | 2009-05-08 | 0.61962 | 5716 | 1033 | C&I | OBSOLETE | 20 | 0.61962 | 20 | 0 | 3098.11 | 61962.2
Non Moving Item | M8597161500 | SUPPORT INSULATOR,0.4KV,BUS DUCT,HAVELLS | NO | 16 | 5075.84 | ZSPR | 2006-07-27 | 2009-04-23 | 0.050758 | 5731 | 1033 | EMD | OBSOLETE | 16 | 0.050758 | 16 | 0 | 317.24 | 5075.84
Non Moving Item | M8660544110 | NDE BEARING HOUSING,BHEL,MOTOR | NO | 1 | 43375.5 | ZSPR | 2016-03-28 | 2019-04-17 | 0.43376 | 2085 | 1033 | EMD | OBSOLETE | 1 | 0.43376 | 1 | 0 | 43375.5 | 43375.5
Non Moving Item | M8685850475 | BEARING COVER,ILA2136-2,MOTOR,3PH | SET | 1 | 1324.9 | ZSPR | 1998-04-01 | 1998-04-01 | 0.013249 | 9771 | 1033 | EMD | OBSOLETE | 1 | 0.013249 | 1 | 0 | 1324.9 | 1324.9
Non Moving Item | M8685850493 | BEARING COVER,ILA2156-4,MOTOR,3PH | SET | 1 | 1496.22 | ZSPR | 1998-04-01 | 1998-04-01 | 0.014962 | 9771 | 1033 | EMD | OBSOLETE | 1 | 0.014962 | 1 | 0 | 1496.22 | 1496.22
Non Moving Item | M8686220266 | END COVER NDE,AMW280S4H1,MOTOR,3PH | NO | 1 | 2615.43 | ZSPR | 1998-04-01 | 1998-04-01 | 0.026154 | 9771 | 1033 | EMD | OBSOLETE | 1 | 0.026154 | 1 | 0 | 2615.43 | 2615.43
Non Moving Item | M8687850295 | BEARING COVER,AMW355S4,MOTOR,3PH | SET | 1 | 2153.05 | ZSPR | 1998-04-01 | 1998-04-01 | 0.021531 | 9771 | 1033 | EMD | OBSOLETE | 1 | 0.021531 | 1 | 0 | 2153.05 | 2153.05
Non Moving Item | M8688371036 | INTERPOLE COIL,MOTOR,25KW | NO | 4 | 82735.25 | ZSPR | 1998-04-01 | 1998-04-01 | 0.82735 | 9771 | 1033 | EMD | OBSOLETE | 4 | 0.82735 | 4 | 0 | 20683.81 | 82735.24
Non Moving Item | M8688451044 | MAIN POLE COIL,MOTOR,25KW | NO | 2 | 95083.8 | ZSPR | 1998-04-01 | 1998-04-01 | 0.95084 | 9771 | 1033 | EMD | OBSOLETE | 2 | 0.95084 | 2 | 0 | 47541.9 | 95083.8
Non Moving Item | M8690554258 | LOCKING RING,3PH,6.6KV,AVC16176H12D | NO | 1 | 1504.75 | ZSPR | 1998-04-01 | 1998-04-01 | 0.015048 | 9771 | 1033 | EMD | OBSOLETE | 1 | 0.015048 | 1 | 0 | 1504.75 | 1504.75
Non Moving Item | M8690554504 | THRUST RING,3PH,6.6KV,AVC16176H12D | NO | 2 | 5537.9 | ZSPR | 1998-04-01 | 1998-04-01 | 0.055379 | 9771 | 1033 | EMD | OBSOLETE | 2 | 0.055379 | 2 | 0 | 2768.95 | 5537.9
Non Moving Item | M8690554559 | THRUST RUNNER,3PH,6.6KV,AVC16176H12D | NO | 2 | 36560 | ZSPR | 2001-02-26 | 2001-02-26 | 0.3656 | 8709 | 1033 | EMD | OBSOLETE | 2 | 0.3656 | 2 | 0 | 18280 | 36560
Non Moving Item | M8690554647 | SEALING RING,3PH,6.6KV,AVC16176H12D | NO | 6 | 5326.8 | ZSPR | 1998-04-01 | 1998-04-01 | 0.053268 | 9771 | 1033 | EMD | OBSOLETE | 6 | 0.053268 | 6 | 0 | 887.8 | 5326.8
Non Moving Item | M8690554683 | GUIDE BUSH,MOTOR,6.6KV,3PH,AVC16176H12D | NO | 2 | 80307.75 | ZSPR | 1998-04-01 | 1998-04-01 | 0.80308 | 9771 | 1033 | EMD | OBSOLETE | 2 | 0.80308 | 2 | 0 | 40153.88 | 80307.76
Non Moving Item | M8690555109 | BUSHING,3PH,6.6KV,AVC16176H12D | NO | 10 | 9582.86 | ZSPR | 2002-10-11 | 2003-09-09 | 0.095829 | 7784 | 1033 | EMD | OBSOLETE | 10 | 0.095829 | 10 | 0 | 958.29 | 9582.9
Non Moving Item | M8690555154 | CONNECTING LUG,3PH,6.6KV,AVC16176H12D | NO | 3 | 939.33 | ZSPR | 1998-04-01 | 2014-08-09 | 0.0093933 | 3797 | 1033 | EMD | OBSOLETE | 3 | 0.0093933 | 3 | 0 | 313.11 | 939.33
Non Moving Item | M8690555251 | DESICCATOR,3PH,6.6KV,AVC16176H12D | NO | 6 | 3767.24 | ZSPR | 1998-04-01 | 1998-04-01 | 0.037672 | 9771 | 1033 | EMD | OBSOLETE | 6 | 0.037672 | 6 | 0 | 627.87 | 3767.22
Non Moving Item | M8690555288 | DISC PLATE,3PH,6.6KV,AVC16176H12D | NO | 9 | 5636 | ZSPR | 1998-04-01 | 1998-04-01 | 0.05636 | 9771 | 1033 | EMD | OBSOLETE | 9 | 0.05636 | 9 | 0 | 626.22 | 5635.98
Non Moving Item | M8690555552 | GROMMET,3PH,6.6KV,AVC16176H12D | NO | 6 | 333.83 | ZSPR | 1998-04-01 | 1998-04-01 | 0.0033383 | 9771 | 1033 | EMD | OBSOLETE | 6 | 0.0033383 | 6 | 0 | 55.64 | 333.84
Non Moving Item | M8690556014 | COOLING FAN,MOTOR,6.6KV,3PH,AVC16176H12D | NO | 2 | 41313.39 | ZSPR | 1998-04-01 | 1998-04-01 | 0.41313 | 9771 | 1033 | EMD | OBSOLETE | 2 | 0.41313 | 2 | 0 | 20656.7 | 41313.4
Non Moving Item | M8690673153 | NDE END COVER,NGEF,6.6KV,3PH,AVMW 450 M4 | NO | 2 | 82194 | ZSPR | 2012-03-14 | 2010-11-30 | 0.82194 | 5145 | 1033 | EMD | OBSOLETE | 2 | 0.82194 | 2 | 0 | 41097 | 82194
Non Moving Item | M8690674730 | BRG INNER COVER DE,MOTOR | NO | 2 | 7045.2 | ZSPR | 2012-03-14 | 2012-05-11 | 0.070452 | 4617 | 1033 | EMD | OBSOLETE | 2 | 0.070452 | 2 | 0 | 3522.6 | 7045.2
Non Moving Item | M8690674749 | BRG OUTER COVER DE,MOTOR | NO | 1 | 11742 | ZSPR | 2012-03-14 | 2012-05-11 | 0.11742 | 4617 | 1033 | EMD | OBSOLETE | 1 | 0.11742 | 1 | 0 | 11742 | 11742
Non Moving Item | M8690674767 | BRG OUTER COVER NDE,MOTOR | NO | 2 | 23484 | ZSPR | 2012-03-14 | 2010-09-23 | 0.23484 | 5213 | 1033 | EMD | OBSOLETE | 2 | 0.23484 | 2 | 0 | 11742 | 23484
Non Moving Item | M8691786711 | ROTOR ASSY,NGEF,MOTOR | NO | 1 | 561331.5 | ZSPR | 1998-04-01 | 1998-04-01 | 5.6133 | 9771 | 1033 | EMD | OBSOLETE | 1 | 5.6133 | 1 | 0 | 561331.5 | 561331.5
Non Moving Item | M8724641013 | XFMR,CURR,INTERPOSING,0.83/0.577A,CL-PS | NO | 3 | 13586.01 | ZSPR | 2008-01-07 |  | 0.13586 | 6203 | 1033 | EMD | OBSOLETE | 3 | 0.13586 | 3 | 0 | 4528.67 | 13586.01
| M8752815002N | MV BUSHING,TELK,W/MTL PRT,3PH,200MVA | NO | 0 | 0 | ZSPR | [5 empty] | EMD | OBSOLETE | 0 |  | 0 | 0 | 542800 | 0
Non Moving Item | M8752815005 | BCT FOR HV LINE,TELK,XFMR | NO | 3 | 204125.64 | ZSPR | 2015-03-25 |  | 2.0413 | 3569 | 1033 | EMD | OBSOLETE | 3 | 2.0413 | 3 | 0 | 68041.88 | 204125.64
Non Moving Item | M8752815006 | BCT FOR MV LINE,TELK,XFMR | NO | 3 | 189101.93 | ZSPR | 2015-03-25 |  | 1.891 | 3569 | 1033 | EMD | OBSOLETE | 3 | 1.891 | 3 | 0 | 63033.98 | 189101.94
Non Moving Item | M8752815007 | BCT FOR NEUTRAL,TELK,XFMR | NO | 3 | 206293.01 | ZSPR | 2015-03-25 |  | 2.0629 | 3569 | 1033 | EMD | OBSOLETE | 3 | 2.0629 | 3 | 0 | 68764.34 | 206293.02
Non Moving Item | M8752942507 | GASKET SET,VOLTAMP,XFMR | NO | 1 | 49392 | ZSPR | 2015-03-13 |  | 0.49392 | 3581 | 1033 | EMD | OBSOLETE | 1 | 0.49392 | 1 | 0 | 49392 | 49392
Non Moving Item | M9001100724 | RELAY,2NO+2NC,VAA21ZG8308E,AREVA | NO | 1 | 5059.73 | ZSPR | 2013-07-25 |  | 0.050597 | 4177 | 1033 | EMD | OBSOLETE | 1 | 0.050597 | 1 | 0 | 5059.73 | 5059.73
Non Moving Item | M9001112002 | RELAY,AUXILIARY,220VDC,CAA11,EE | NO | 3 | 5349 | ZSPR | 1998-04-01 | 1998-04-01 | 0.05349 | 9771 | 1033 | EMD | OBSOLETE | 3 | 0.05349 | 3 | 0 | 1783 | 5349
Non Moving Item | M9001201450 | RELAY,AUXILIARY,220VDC,VAA11YF8402F,EE | NO | 1 | 4122.5 | ZSPR | 2005-02-22 | 2005-02-22 | 0.041225 | 7252 | 1033 | EMD | OBSOLETE | 1 | 0.041225 | 1 | 0 | 4122.5 | 4122.5
Non Moving Item | M9001201609 | RELAY,AUXILIARY,220VDC,VAA11YF8402E,EE | NO | 2 | 436.05 | ZSPR | 1998-04-01 | 1998-04-01 | 0.0043605 | 9771 | 1033 | EMD | OBSOLETE | 2 | 0.0043605 | 2 | 0 | 218.03 | 436.06
Non Moving Item | M9001201706 | RELAY,AUXILIARY,220VDC,VAA11YF11F,EE | NO | 1 | 366.58 | ZSPR | 1998-04-01 | 1998-04-01 | 0.0036658 | 9771 | 1033 | EMD | OBSOLETE | 1 | 0.0036658 | 1 | 0 | 366.58 | 366.58
Non Moving Item | M9001201885 | RELAY,AUXILIARY,220VDC,VAA 11 YF 31 E | NO | 1 | 394.88 | ZSPR | 1998-04-01 | 1998-04-01 | 0.0039488 | 9771 | 1033 | EMD | OBSOLETE | 1 | 0.0039488 | 1 | 0 | 394.88 | 394.88
Non Moving Item | M9001202055 | RELAY,AUXILIARY,220VDC,VAA11YF40F,EE | NO | 3 | 1200.66 | ZSPR | 1998-04-01 | 1998-04-01 | 0.012007 | 9771 | 1033 | EMD | OBSOLETE | 3 | 0.012007 | 3 | 0 | 400.22 | 1200.66
Non Moving Item | M9001202073 | RELAY,AUXILIARY,220VDC,VAA 11 YF 48 E,EE | NO | 3 | 1258.93 | ZSPR | 1998-04-01 | 1998-04-01 | 0.012589 | 9771 | 1033 | EMD | OBSOLETE | 3 | 0.012589 | 3 | 0 | 419.64 | 1258.92
Non Moving Item | M9001202301 | RELAY,AUXILIARY,220VDC,VAA 11 YF 1021 E | NO | 1 | 475 | ZSPR | 1998-04-01 | 1998-04-01 | 0.00475 | 9771 | 1033 | EMD | OBSOLETE | 1 | 0.00475 | 1 | 0 | 475 | 475
Non Moving Item | M9001202505 | RELAY,AUXILIARY,220VDC,VAA 11 YF 1057 E | NO | 2 | 784.26 | ZSPR | 1998-04-01 | 1998-04-01 | 0.0078426 | 9771 | 1033 | EMD | OBSOLETE | 2 | 0.0078426 | 2 | 0 | 392.13 | 784.26
Non Moving Item | M9001202709 | RELAY,AUXILIARY,220VDC,VAA 11 YF 1093 E | NO | 1 | 367.37 | ZSPR | 1998-04-01 | 1998-04-01 | 0.0036737 | 9771 | 1033 | EMD | OBSOLETE | 1 | 0.0036737 | 1 | 0 | 367.37 | 367.37
Non Moving Item | M9001203003 | RELAY,AUXILIARY,220VDC,VAA11YF8001AH,EE | NO | 1 | 393.2 | ZSPR | 1998-04-01 | 1998-04-01 | 0.003932 | 9771 | 1033 | EMD | OBSOLETE | 1 | 0.003932 | 1 | 0 | 393.2 | 393.2
Non Moving Item | M9001203252 | RELAY,AUXILIARY,220VDC,VAA 11 YF 8025 M | NO | 1 | 432.53 | ZSPR | 1998-04-01 | 1998-04-01 | 0.0043253 | 9771 | 1033 | EMD | OBSOLETE | 1 | 0.0043253 | 1 | 0 | 432.53 | 432.53
Non Moving Item | M9001203304 | RELAY,AUXILIARY,220VDC,VAA 11 YF 8031 W | NO | 1 | 464.94 | ZSPR | 1998-04-01 | 1998-04-01 | 0.0046494 | 9771 | 1033 | EMD | OBSOLETE | 1 | 0.0046494 | 1 | 0 | 464.94 | 464.94
Non Moving Item | M9001203359 | RELAY,AUXILIARY,220VDC,VAA 11 YF 8034 M | NO | 1 | 366.58 | ZSPR | 1998-04-01 | 1998-04-01 | 0.0036658 | 9771 | 1033 | EMD | OBSOLETE | 1 | 0.0036658 | 1 | 0 | 366.58 | 366.58
Non Moving Item | M9001203553 | RELAY,AUXILIARY,220VDC,VAA 11 YF 8053 W | NO | 1 | 432.53 | ZSPR | 1998-04-01 | 1998-04-01 | 0.0043253 | 9771 | 1033 | EMD | OBSOLETE | 1 | 0.0043253 | 1 | 0 | 432.53 | 432.53
Non Moving Item | M9001203650 | RELAY,AUXILIARY,220VDC,VAA 11 YF 8063 W | NO | 1 | 529.98 | ZSPR | 1998-04-01 | 1998-04-01 | 0.0052998 | 9771 | 1033 | EMD | OBSOLETE | 1 | 0.0052998 | 1 | 0 | 529.98 | 529.98
Non Moving Item | M9001203687 | RELAY,AUXILIARY,VAA 11 YF 8065 W | NO | 1 | 3167.33 | ZSPR | 2013-07-06 |  | 0.031673 | 4196 | 1033 | EMD | OBSOLETE | 1 | 0.031673 | 1 | 0 | 3167.33 | 3167.33
Non Moving Item | M9001203854 | RELAY,AUXILIARY,220VDC,VAA11YF8080W,EE | NO | 1 | 393.2 | ZSPR | 1998-04-01 | 1998-04-01 | 0.003932 | 9771 | 1033 | EMD | OBSOLETE | 1 | 0.003932 | 1 | 0 | 393.2 | 393.2
Non Moving Item | M9001203924 | RELAY,AUXILIARY,220VDC,VAA 11 YF 8086 W | NO | 1 | 393.2 | ZSPR | 1998-04-01 | 1998-04-01 | 0.003932 | 9771 | 1033 | EMD | OBSOLETE | 1 | 0.003932 | 1 | 0 | 393.2 | 393.2
Non Moving Item | M9001204006 | RELAY,AUX,220VDC,VAA11,EE,YF8407FCH | NO | 1 | 3647 | ZSPR | 2005-11-10 | 2005-11-10 | 0.03647 | 6991 | 1033 | EMD | OBSOLETE | 1 | 0.03647 | 1 | 0 | 3647 | 3647
Non Moving Item | M9001204547 | RELAY,AUXILIARY,220VDC,VAA11YF840ZE,EE | NO | 1 | 1340 | ZSPR | 1998-04-01 | 1998-04-01 | 0.0134 | 9771 | 1033 | EMD | OBSOLETE | 1 | 0.0134 | 1 | 0 | 1340 | 1340
Non Moving Item | M9001204574 | RELAY,AUXILIARY,VAA11YF8402FCH | NO | 1 | 5321 | ZSPR | 2006-01-12 | 2008-11-25 | 0.05321 | 5880 | 1033 | EMD | OBSOLETE | 1 | 0.05321 | 1 | 0 | 5321 | 5321
Non Moving Item | M9001205009 | RELAY,AUXILIARY,220VDC,VAA11YF8572E,EE | NO | 1 | 506.69 | ZSPR | 1998-04-01 | 1998-04-01 | 0.0050669 | 9771 | 1033 | EMD | OBSOLETE | 1 | 0.0050669 | 1 | 0 | 506.69 | 506.69
Non Moving Item | M9001206534 | RELAY,AUXILIARY,220VDC,VAA11ZG8008AF,EE | NO | 2 | 1940.8 | ZSPR | 1998-04-01 | 1998-04-01 | 0.019408 | 9771 | 1033 | EMD | OBSOLETE | 2 | 0.019408 | 2 | 0 | 970.4 | 1940.8
Non Moving Item | M9001206604 | RELAY,AUXILIARY,220VDC,VAA11ZG8013AH,EE | NO | 3 | 1277.5 | ZSPR | 1998-04-01 | 1998-04-01 | 0.012775 | 9771 | 1033 | EMD | OBSOLETE | 3 | 0.012775 | 3 | 0 | 425.83 | 1277.49
Non Moving Item | M9001206631 | RELAY,AUXILIARY,220VDC,VAA11ZG8014F,EE | NO | 2 | 1329.85 | ZSPR | 1998-04-01 | 1998-04-01 | 0.013298 | 9771 | 1033 | EMD | OBSOLETE | 2 | 0.013298 | 2 | 0 | 664.93 | 1329.86
Non Moving Item | M9001206701 | RELAY,AUXILIARY,220VDC,VAA11ZG8020E,EE | NO | 1 | 393.2 | ZSPR | 1998-04-01 | 1998-04-01 | 0.003932 | 9771 | 1033 | EMD | OBSOLETE | 1 | 0.003932 | 1 | 0 | 393.2 | 393.2
Non Moving Item | M9001206853 | RELAY,AUXILIARY,220VDC,VAA11ZG8033E,EE | NO | 2 | 871.78 | ZSPR | 1998-04-01 | 1998-04-01 | 0.0087178 | 9771 | 1033 | EMD | OBSOLETE | 2 | 0.0087178 | 2 | 0 | 435.89 | 871.78
Non Moving Item | M9001207087 | RELAY,AUXILIARY,220VDC,VAA11ZG8053W,EE | NO | 1 | 393.2 | ZSPR | 1998-04-01 | 1998-04-01 | 0.003932 | 9771 | 1033 | EMD | OBSOLETE | 1 | 0.003932 | 1 | 0 | 393.2 | 393.2
Non Moving Item | M9001207111 | RELAY,AUXILIARY,220VDC,VAA11ZG8054F,EE | NO | 2 | 610.2 | ZSPR | 2001-05-28 | 1998-04-01 | 0.006102 | 9771 | 1033 | EMD | OBSOLETE | 2 | 0.006102 | 2 | 0 | 305.1 | 610.2
Non Moving Item | M9001207218 | RELAY,AUXILIARY,220VDC,VAA11ZG8065W,EE | NO | 1 | 539.19 | ZSPR | 1998-04-01 | 1998-04-01 | 0.0053919 | 9771 | 1033 | EMD | OBSOLETE | 1 | 0.0053919 | 1 | 0 | 539.19 | 539.19
Non Moving Item | M9001208150 | RELAY,AUXILIARY,220VDC,VAA11ZG8332F,EE | NO | 1 | 3703.93 | ZSPR | 2004-10-30 | 2011-01-12 | 0.037039 | 5102 | 1033 | EMD | OBSOLETE | 1 | 0.037039 | 1 | 0 | 3703.93 | 3703.93
Non Moving Item | M9001231703 | RELAY,AUXILIARY,220VDC,VAA13YF11F,EE | NO | 1 | 418.76 | ZSPR | 1998-04-01 | 1998-04-01 | 0.0041876 | 9771 | 1033 | EMD | OBSOLETE | 1 | 0.0041876 | 1 | 0 | 418.76 | 418.76
Non Moving Item | M9001231925 | RELAY,AUXILIARY,220VDC,VAA13YF32F,EE | NO | 1 | 414.68 | ZSPR | 1998-04-01 | 2009-05-27 | 0.0041468 | 5697 | 1033 | EMD | OBSOLETE | 1 | 0.0041468 | 1 | 0 | 414.68 | 414.68
Non Moving Item | M9001300506 | RELAY,AUXILIARY,220VDC,VAA21BF8011M,EE | NO | 1 | 1022.26 | ZSPR | 1998-04-01 | 1998-04-01 | 0.010223 | 9771 | 1033 | EMD | OBSOLETE | 1 | 0.010223 | 1 | 0 | 1022.26 | 1022.26
Non Moving Item | M9001300700 | RELAY,AUXILIARY,220VDC,VAA21JG8107E,EE | NO | 1 | 474 | ZSPR | 1998-04-01 | 1998-04-01 | 0.00474 | 9771 | 1033 | EMD | OBSOLETE | 1 | 0.00474 | 1 | 0 | 474 | 474
Non Moving Item | M9001308157 | RELAY,AUXILIARY,220-230VDC,4NO,ALSTOM | NO | 1 | 4724.15 | ZSPR | 2013-07-06 |  | 0.047241 | 4196 | 1033 | EMD | OBSOLETE | 1 | 0.047241 | 1 | 0 | 4724.15 | 4724.15
Non Moving Item | M9001414258 | RELAY,AUXILIARY,220VDC,VAA31SPECM2ZG425J | NO | 1 | 5786.76 | ZSPR | 2009-10-12 |  | 0.057868 | 5559 | 1033 | EMD | OBSOLETE | 1 | 0.057868 | 1 | 0 | 5786.76 | 5786.76
Non Moving Item | M9001437608 | RELAY,AUXILIARY,220VDC,VAA33ZG8303F,EE | NO | 1 | 4246.31 | ZSPR | 2004-10-30 | 2005-09-26 | 0.042463 | 7036 | 1033 | EMD | OBSOLETE | 1 | 0.042463 | 1 | 0 | 4246.31 | 4246.31
Non Moving Item | M9001460783 | RELAY,AUXILIARY,220VDC,VAA41S128001W | NO | 1 | 2873.46 | ZSPR | 1998-04-01 | 1998-04-01 | 0.028735 | 9771 | 1033 | EMD | OBSOLETE | 1 | 0.028735 | 1 | 0 | 2873.46 | 2873.46
Non Moving Item | M9015110344 | RELAY,D-TIME E/F,1A,220VDC,FLUSH,2NO | NO | 15 | 262777.56 | ZSPR | 2014-03-26 | 2019-03-30 | 2.6278 | 2103 | 1033 | EMD | OBSOLETE | 15 | 2.6278 | 15 | 0 | 17518.5 | 262777.5
| M9015116041 | RELAY,OVER CURRENT,1A,CTU32BF8024ACH | NO | 14 | 61341.14 | ZSPR | 2014-09-29 | 2022-12-10 |  |  |  | EMD | OBSOLETE | 14 | 0.61341 | 14 | 0 | 4381.51 | 61341.14
Non Moving Item | M9016120285 | RELAY,DIFFERENTIAL,1A,CAG34AF807ACH,EE | NO | 2 | 10642 | ZSPR | 2006-01-12 | 2005-12-31 | 0.10642 | 6940 | 1033 | EMD | OBSOLETE | 2 | 0.10642 | 2 | 0 | 5321 | 10642
Non Moving Item | M9018201061 | RELAY,DEFINITE TIME DELAY,220VDC,EE | NO | 1 | 1410.4 | ZSPR | 1998-04-01 | 1998-04-01 | 0.014104 | 9771 | 1033 | EMD | OBSOLETE | 1 | 0.014104 | 1 | 0 | 1410.4 | 1410.4
Non Moving Item | M9018201070 | RELAY,DEFINITE TIME DELAY,220VDC,0.5-5S | NO | 2 | 1766.4 | ZSPR | 1998-04-01 | 1998-04-01 | 0.017664 | 9771 | 1033 | EMD | OBSOLETE | 2 | 0.017664 | 2 | 0 | 883.2 | 1766.4
Non Moving Item | M9018201186 | RELAY,DEFINITE TIME DELAY,220VDC,EE | NO | 1 | 0 | ZSPR | 1998-04-01 | 1998-04-01 | 0 | 9771 | 1033 | EMD | OBSOLETE | 1 | 0 | 1 | 0 | 0 | 0
Non Moving Item | M9018201247 | RELAY,DEFINITE TIME DELAY,220VDC,EE | NO | 1 | 1410.4 | ZSPR | 1998-04-01 | 1998-04-01 | 0.014104 | 9771 | 1033 | EMD | OBSOLETE | 1 | 0.014104 | 1 | 0 | 1410.4 | 1410.4
Non Moving Item | M9018201326 | RELAY,DEFINITE TIME DELAY,220VDC,EE | NO | 1 | 1410.4 | ZSPR | 1998-04-01 | 1998-04-01 | 0.014104 | 9771 | 1033 | EMD | OBSOLETE | 1 | 0.014104 | 1 | 0 | 1410.4 | 1410.4
Non Moving Item | M9018201353 | RELAY: DEFINITE TIME,VTT11ZG8052BCH,GE | NO | 3 | 3707.02 | ZSPR | 2008-01-07 | 2012-06-25 | 0.03707 | 4572 | 1033 | EMD | OBSOLETE | 3 | 0.03707 | 3 | 0 | 1235.67 | 3707.01
Non Moving Item | M9018201399 | RELAY,DEFINITE TIME DELAY,220VDC,EE | NO | 1 | 4122.5 | ZSPR | 2005-02-22 | 2005-02-22 | 0.041225 | 7252 | 1033 | EMD | OBSOLETE | 1 | 0.041225 | 1 | 0 | 4122.5 | 4122.5
Non Moving Item | M9018201502 | RELAY,DEFINITE TIME DELAY,220VDC,EE | NO | 1 | 1490 | ZSPR | 1998-04-01 | 1998-04-01 | 0.0149 | 9771 | 1033 | EMD | OBSOLETE | 1 | 0.0149 | 1 | 0 | 1490 | 1490
Non Moving Item | M9018201539 | RELAY,DEFINITE TIME DELAY,220VDC,EE | NO | 5 | 17304.4 | ZSPR | 2006-01-12 | 1998-04-01 | 0.17304 | 9771 | 1033 | EMD | OBSOLETE | 5 | 0.17304 | 5 | 0 | 3460.88 | 17304.4
Non Moving Item | M9018201584 | RELAY,DEFINITE TIME DELAY,220VDC,EE | NO | 2 | 11801.4 | ZSPR | 2005-08-18 | 1998-04-01 | 0.11801 | 9771 | 1033 | EMD | OBSOLETE | 2 | 0.11801 | 2 | 0 | 5900.7 | 11801.4
Non Moving Item | M9018201618 | RELAY,DEFINITE TIME DELAY,220VDC,EE | NO | 1 | 1490 | ZSPR | 1998-04-01 | 1998-04-01 | 0.0149 | 9771 | 1033 | EMD | OBSOLETE | 1 | 0.0149 | 1 | 0 | 1490 | 1490
Non Moving Item | M9018201706 | RELAY,DEFINITE TIME DELAY,220VDC,EE | NO | 1 | 12028 | ZSPR | 2005-11-10 | 2005-11-10 | 0.12028 | 6991 | 1033 | EMD | OBSOLETE | 1 | 0.12028 | 1 | 0 | 12028 | 12028
Non Moving Item | M9018201858 | RELAY,DEFINITE TIME DELAY,220VDC,EE | NO | 5 | 1161 | ZSPR | 1998-04-01 | 1998-04-01 | 0.01161 | 9771 | 1033 | EMD | OBSOLETE | 5 | 0.01161 | 5 | 0 | 232.2 | 1161
Non Moving Item | M9018202152 | RELAY,DEFINITE TIME DELAY,220VDC,EE | NO | 1 | 3155.5 | ZSPR | 1998-04-01 | 1998-04-01 | 0.031555 | 9771 | 1033 | EMD | OBSOLETE | 1 | 0.031555 | 1 | 0 | 3155.5 | 3155.5
Non Moving Item | M9018220048 | RELAY,DEFINITE TIME DELAY,SPECM52BF11B | NO | 1 | 4186 | ZSPR | 1998-04-01 | 1999-08-23 | 0.04186 | 9262 | 1033 | EMD | OBSOLETE | 1 | 0.04186 | 1 | 0 | 4186 | 4186
Non Moving Item | M9019141106 | RELAY,DIRECTIONAL O/C&E/F,110VAC,1A,EE | NO | 10 | 58455.61 | ZSPR | 2014-09-29 | 2016-05-12 | 0.58456 | 3155 | 1033 | EMD | OBSOLETE | 10 | 0.58456 | 10 | 0 | 5845.56 | 58455.6
Non Moving Item | M9020450062 | RELAY,TIMER,24VDC,0-60S,EAPL | NO | 6 | 12240 | ZSPR | 2010-03-15 |  | 0.1224 | 5405 | 1033 | EMD | OBSOLETE | 6 | 0.1224 | 6 | 0 | 2040 | 12240
Non Moving Item | M9020601107 | RELAY,TIMER,220VDC,0.1-1S,DT-1S | NO | 2 | 4324 | ZSPR | 1998-04-01 | 1998-04-01 | 0.04324 | 9771 | 1033 | EMD | OBSOLETE | 2 | 0.04324 | 2 | 0 | 2162 | 4324
Non Moving Item | M9020603103 | RELAY,TIMER,220VDC,0.5-5S,DT-1S | NO | 2 | 470 | ZSPR | 1998-04-01 | 1998-04-01 | 0.0047 | 9771 | 1033 | EMD | OBSOLETE | 2 | 0.0047 | 2 | 0 | 235 | 470
Non Moving Item | M9024009004 | RELAY,CAG37,EE | NO | 11 | 215374.55 | ZSPR | 2014-03-26 | 2019-03-30 | 2.1537 | 2103 | 1033 | EMD | OBSOLETE | 11 | 2.1537 | 11 | 0 | 19579.5 | 215374.5
Non Moving Item | M9024120181 | RELAY,INST O/C&E/F,1A,FAC14AF101B,EE | NO | 1 | 11561 | ZSPR | 2005-08-18 | 2005-08-18 | 0.11561 | 7075 | 1033 | EMD | OBSOLETE | 1 | 0.11561 | 1 | 0 | 11561 | 11561
| M9024170007 | RELAY,INST O/C&E/F,1A,ME11,L&T | NO | 2 | 23316.76 | ZSPR | [5 empty] | EMD | OBSOLETE | 2 | 0.23317 | 2 | 0 | 11658.38 | 23316.76
Non Moving Item | M9024506602 | RELAY,INST O/C&E/F,5A,CAG17,EE | NO | 1 | 11591 | ZSPR | 2006-01-20 | 2006-01-20 | 0.11591 | 6920 | 1033 | EMD | OBSOLETE | 1 | 0.11591 | 1 | 0 | 11591 | 11591
Non Moving Item | M9024548002 | RELAY,INST O/C&E/F,5A,CTU32 | NO | 1 | 6630.75 | ZSPR | 2005-08-18 | 2005-10-04 | 0.066308 | 7028 | 1033 | EMD | OBSOLETE | 1 | 0.066308 | 1 | 0 | 6630.75 | 6630.75
Non Moving Item | M9026205206 | RELAY,INST VOLTAGE,110VAC,VAGM22AF171G | NO | 2 | 18283.24 | ZSPR | 2008-01-07 | 2005-02-22 | 0.18283 | 7252 | 1033 | EMD | OBSOLETE | 2 | 0.18283 | 2 | 0 | 9141.62 | 18283.24
Non Moving Item | M9026210149 | RELAY,INSTANTANEOUS U/V,110VAC,ALSTOM | NO | 1 | 8828.21 | ZSPR | 2010-12-18 | 2016-11-03 | 0.088282 | 2980 | 1033 | EMD | OBSOLETE | 1 | 0.088282 | 1 | 0 | 8828.21 | 8828.21
Non Moving Item | M9026225718 | RELAY,INST VOLTAGE,110VAC,VAG11YF12G,EE | NO | 1 | 4389 | ZSPR | 2005-11-10 | 2005-11-10 | 0.04389 | 6991 | 1033 | EMD | OBSOLETE | 1 | 0.04389 | 1 | 0 | 4389 | 4389
Non Moving Item | M9026230855 | RELAY,INST VOLTAGE,110VAC,VAG21ZG8027NM | NO | 1 | 5160.95 | ZSPR | 2013-07-06 |  | 0.051609 | 4196 | 1033 | EMD | OBSOLETE | 1 | 0.051609 | 1 | 0 | 5160.95 | 5160.95
Non Moving Item | M9026830839 | RELAY,INST VOLTAGE,220VDC,EE | NO | 1 | 14160.74 | ZSPR | 2008-01-07 |  | 0.14161 | 6203 | 1033 | EMD | OBSOLETE | 1 | 0.14161 | 1 | 0 | 14160.74 | 14160.74
Non Moving Item | M9028111309 | RELAY,IDMT,110VAC,CDG11AF006SACH,EE | NO | 3 | 19215.8 | ZSPR | 2012-08-02 |  | 0.19216 | 4534 | 1033 | EMD | OBSOLETE | 3 | 0.19216 | 3 | 0 | 6405.27 | 19215.81
Non Moving Item | M9029522311 | RELAY,FIELD FAILURE,5A,110VAC,YCGF11AF1A | NO | 1 | 10547.65 | ZSPR | 2010-10-21 |  | 0.10548 | 5185 | 1033 | EMD | OBSOLETE | 1 | 0.10548 | 1 | 0 | 10547.65 | 10547.65
Non Moving Item | M9029523457 | RELAY,STATIC OFFSET MHO,5A,63.5V,2NO | NO | 1 | 8275.84 | ZSPR | 1998-04-01 | 1998-04-01 | 0.082758 | 9771 | 1033 | EMD | OBSOLETE | 1 | 0.082758 | 1 | 0 | 8275.84 | 8275.84
Non Moving Item | M9045110040 | RELAY,NEG PH SEQ,220-250V,CTNM12ZG021A | NO | 4 | 5617.2 | ZSPR | 1998-04-01 | 1998-04-01 | 0.056172 | 9771 | 1033 | EMD | OBSOLETE | 4 | 0.056172 | 4 | 0 | 1404.3 | 5617.2
Non Moving Item | M9070271611 | RELAY,HIGH SPEED TRIPPING,VAJHM53SF142D | NO | 1 | 11637.52 | ZSPR | 2008-01-24 |  | 0.11638 | 6186 | 1033 | EMD | OBSOLETE | 1 | 0.11638 | 1 | 0 | 11637.52 | 11637.52
Non Moving Item | M9093110100 | PLCC: 48 V DC :ABB :BT A9AH | NO | 1 | 1716 | ZSPR | 1998-04-01 | 1998-04-01 | 0.01716 | 9771 | 1033 | EMD | OBSOLETE | 1 | 0.01716 | 1 | 0 | 1716 | 1716
Non Moving Item | M9093110128 | PLCC: 48 V DC :ABB :B3EA | NO | 1 | 3610.99 | ZSPR | 1998-04-01 | 1998-04-01 | 0.03611 | 9771 | 1033 | EMD | OBSOLETE | 1 | 0.03611 | 1 | 0 | 3610.99 | 3610.99
Non Moving Item | M9093110137 | PLCC 48VDCABB DRCOIL1013&1017 | NO | 2 | 3050.67 | ZSPR | 1998-04-01 | 1998-04-01 | 0.030507 | 9771 | 1033 | EMD | OBSOLETE | 2 | 0.030507 | 2 | 0 | 1525.34 | 3050.68
Non Moving Item | M9093110207 | PLCC: 48 V DC :ABB :G3BV | NO | 1 | 3727.48 | ZSPR | 1998-04-01 | 1998-04-01 | 0.037275 | 9771 | 1033 | EMD | OBSOLETE | 1 | 0.037275 | 1 | 0 | 3727.48 | 3727.48
Non Moving Item | M9093110234 | PLCC: 48 V DC :ABB :G3BW | NO | 1 | 3494.5 | ZSPR | 1998-04-01 | 1998-04-01 | 0.034945 | 9771 | 1033 | EMD | OBSOLETE | 1 | 0.034945 | 1 | 0 | 3494.5 | 3494.5
Non Moving Item | M9093110261 | PLCC: 48 V DC :ABB :G3BX | NO | 1 | 3727.48 | ZSPR | 1998-04-01 | 1998-04-01 | 0.037275 | 9771 | 1033 | EMD | OBSOLETE | 1 | 0.037275 | 1 | 0 | 3727.48 | 3727.48
Non Moving Item | M9093110298 | PLCC: 48 V DC :ABB :G3DZ | NO | 1 | 2411.21 | ZSPR | 1998-04-01 | 1998-04-01 | 0.024112 | 9771 | 1033 | EMD | OBSOLETE | 1 | 0.024112 | 1 | 0 | 2411.21 | 2411.21
Non Moving Item | M9093110359 | SIGNAL ADAPTER,O3EC,ABB,PLCC | NO | 1 | 3494.51 | ZSPR | 1998-04-01 | 1998-04-01 | 0.034945 | 9771 | 1033 | EMD | OBSOLETE | 1 | 0.034945 | 1 | 0 | 3494.51 | 3494.51
Non Moving Item | M9093110386 | PLCC: 48 V DC :ABB :O3EH | NO | 1 | 3494.51 | ZSPR | 1998-04-01 | 1998-04-01 | 0.034945 | 9771 | 1033 | EMD | OBSOLETE | 1 | 0.034945 | 1 | 0 | 3494.51 | 3494.51
Non Moving Item | M9093110395 | PLCC: 48 V DC :ABB :O3EI | NO | 1 | 5241.76 | ZSPR | 1998-04-01 | 1998-04-01 | 0.052418 | 9771 | 1033 | EMD | OBSOLETE | 1 | 0.052418 | 1 | 0 | 5241.76 | 5241.76
Non Moving Item | M9093110508 | IF MODULATOR,P3EA,ABB,PLCC | NO | 1 | 4076.93 | ZSPR | 1998-04-01 | 1998-04-01 | 0.040769 | 9771 | 1033 | EMD | OBSOLETE | 1 | 0.040769 | 1 | 0 | 4076.93 | 4076.93
Non Moving Item | M9093110517 | IF AGC AMPLIFIER,P3ED,ABB,PLCC | NO | 1 | 2329.67 | ZSPR | 1998-04-01 | 1998-04-01 | 0.023297 | 9771 | 1033 | EMD | OBSOLETE | 1 | 0.023297 | 1 | 0 | 2329.67 | 2329.67
Non Moving Item | M9093110526 | PLCC: 48 V DC :ABB :P3EF | NO | 1 | 6989.02 | ZSPR | 1998-04-01 | 1998-04-01 | 0.06989 | 9771 | 1033 | EMD | OBSOLETE | 1 | 0.06989 | 1 | 0 | 6989.02 | 6989.02
Non Moving Item | M9093110605 | PLCC: 48 V DC :ABB :SD5A | NO | 1 | 2585.94 | ZSPR | 1998-04-01 | 1998-04-01 | 0.025859 | 9771 | 1033 | EMD | OBSOLETE | 1 | 0.025859 | 1 | 0 | 2585.94 | 2585.94
Non Moving Item | M9093110669 | PLCC: 48 V DC :ABB :SD5C | NO | 1 | 2399.56 | ZSPR | 1998-04-01 | 1998-04-01 | 0.023996 | 9771 | 1033 | EMD | OBSOLETE | 1 | 0.023996 | 1 | 0 | 2399.56 | 2399.56
Non Moving Item | M9093110678 | PLCC: 48 V DC :ABB :SD5D | NO | 1 | 2585.94 | ZSPR | 1998-04-01 | 1998-04-01 | 0.025859 | 9771 | 1033 | EMD | OBSOLETE | 1 | 0.025859 | 1 | 0 | 2585.94 | 2585.94
Non Moving Item | M9093110687 | PLCC: 48 V DC :ABB :SD5Q | NO | 1 | 3075.17 | ZSPR | 1998-04-01 | 1998-04-01 | 0.030752 | 9771 | 1033 | EMD | OBSOLETE | 1 | 0.030752 | 1 | 0 | 3075.17 | 3075.17
Non Moving Item | M9093110696 | PLCC: 48 V DC :ABB :SD5S | NO | 1 | 2096.7 | ZSPR | 1998-04-01 | 1998-04-01 | 0.020967 | 9771 | 1033 | EMD | OBSOLETE | 1 | 0.020967 | 1 | 0 | 2096.7 | 2096.7
Non Moving Item | M9093110702 | PLCC: 48 V DC :ABB :SD5T | NO | 1 | 2399.56 | ZSPR | 1998-04-01 | 1998-04-01 | 0.023996 | 9771 | 1033 | EMD | OBSOLETE | 1 | 0.023996 | 1 | 0 | 2399.56 | 2399.56
Non Moving Item | M9093990018 | P3EA PRINT FOR ETI-21 CARRIER EQUIPMENT | NO | 1 | 5591.21 | ZSPR | 1998-04-01 | 1998-04-01 | 0.055912 | 9771 | 1033 | EMD | OBSOLETE | 1 | 0.055912 | 1 | 0 | 5591.21 | 5591.21
Non Moving Item | M9095220078 | MODULE,24UC/URM4/5X1/2X2/B,PHOENIX,RELAY | NO | 42 | 4445.69 | ZSPR | 2018-11-12 |  | 0.044457 | 2241 | 1033 | EMD | OBSOLETE | 42 | 0.044457 | 42 | 0 | 105.85 | 4445.7
Non Moving Item | M9097016565 | CASING,RELAY,VAJC11-1DV | NO | 3 | 2428 | ZSPR | 1998-04-01 | 1998-04-01 | 0.02428 | 9771 | 1033 | EMD | OBSOLETE | 3 | 0.02428 | 3 | 0 | 809.33 | 2427.99
Non Moving Item | M9097016662 | CASING,RELAY,VAJC11-1/2NV | NO | 4 | 1619 | ZSPR | 1998-04-01 | 1998-04-01 | 0.01619 | 9771 | 1033 | EMD | OBSOLETE | 4 | 0.01619 | 4 | 0 | 404.75 | 1619
Non Moving Item | M9097017018 | RESISTOR,EE,RELAY,VAWA12 | NO | 2 | 201.65 | ZSPR | 1998-04-01 | 2004-01-02 | 0.0020165 | 7669 | 1033 | EMD | OBSOLETE | 2 | 0.0020165 | 2 | 0 | 100.83 | 201.66
| M9097151217 | CASE ASSY. FOR CTU12BF8068A(M) | NO | 14 | 61341.14 | ZSPR | 2014-09-29 | 2022-12-10 |  |  |  | EMD | OBSOLETE | 14 | 0.61341 | 14 | 0 | 4381.51 | 61341.14
Non Moving Item | M9097180114 | SPR&ACCRELAYTT 11(EE) SPARE 1/2 NH | NO | 2 | 694 | ZSPR | 1998-04-01 | 1998-04-01 | 0.00694 | 9771 | 1033 | EMD | OBSOLETE | 2 | 0.00694 | 2 | 0 | 347 | 694
Non Moving Item | M9097190113 | SPR&ACCRELAYTITLE-12 : SPARE NAME- 8025 | NO | 3 | 1452 | ZSPR | 1998-04-01 | 1998-04-01 | 0.01452 | 9771 | 1033 | EMD | OBSOLETE | 3 | 0.01452 | 3 | 0 | 484 | 1452
Non Moving Item | M9097190511 | SPR&ACC RELAY AM22 SPARE NAME- 8025 | NO | 1 | 544 | ZSPR | 1998-04-01 | 1998-04-01 | 0.00544 | 9771 | 1033 | EMD | OBSOLETE | 1 | 0.00544 | 1 | 0 | 544 | 544
Non Moving Item | M9097240115 | 10 TERMINAL,RELAY,CAG-3 | NO | 15 | 17239.27 | ZSPR | 2006-07-13 | 2012-06-25 | 0.17239 | 4572 | 1033 | EMD | OBSOLETE | 15 | 0.17239 | 15 | 0 | 1149.28 | 17239.2
Non Moving Item | M9097240832 | CASE ASSY,ALSTOM,RELAY,CAG-37/CAG-34 | NO | 30 | 106849.19 | ZSPR | 2014-09-29 |  | 1.0685 | 3746 | 1033 | EMD | OBSOLETE | 30 | 1.0685 | 30 | 0 | 3561.64 | 106849.2
| M9097241844 | CASE ASSY,ALSTOM,RELAY,CAG-14/CAG-12 | NO | 15 | 53424.6 | ZSPR | 2014-09-29 | 2022-12-10 |  |  |  | EMD | OBSOLETE | 15 | 0.53425 | 15 | 0 | 3561.64 | 53424.6
Non Moving Item | M9097283129 | 3D VERTICAL CASE,EE,RELAY,CDG 31 | NO | 6 | 13791.42 | ZSPR | 2006-07-13 | 2014-06-07 | 0.13791 | 3860 | 1033 | EMD | OBSOLETE | 6 | 0.13791 | 6 | 0 | 2298.57 | 13791.42
Non Moving Item | M9097284256 | CASE ASSY,ALSTOM,RELAY,CDGM12,CDG 11 | NO | 24 | 85479.35 | ZSPR | 2014-09-29 | 2016-05-12 | 0.85479 | 3155 | 1033 | EMD | OBSOLETE | 24 | 0.85479 | 24 | 0 | 3561.64 | 85479.36
Non Moving Item | M9097285912 | CASE,AREVA,RELAY,CDG31FF012SA | NO | 10 | 78501.01 | ZSPR | 2013-07-25 | 2016-05-12 | 0.78501 | 3155 | 1033 | EMD | OBSOLETE | 10 | 0.78501 | 10 | 0 | 7850.1 | 78501
Non Moving Item | M9097290411 | OPERATING COIL,AREVA,RELAY,CDGM12AF | NO | 40 | 13797.55 | ZSPR | 2004-10-30 | 2004-10-30 | 0.13798 | 7367 | 1033 | EMD | OBSOLETE | 40 | 0.13798 | 40 | 0 | 344.94 | 13797.6
Non Moving Item | M9097531022 | RESISTANCE,EE,RELAY,1.5 KV-2,+/-5%,35 W | NO | 15 | 2609.44 | ZSPR | 2003-09-20 | 2003-09-20 | 0.026094 | 7773 | 1033 | EMD | OBSOLETE | 15 | 0.026094 | 15 | 0 | 173.96 | 2609.4
Non Moving Item | M9097531031 | RESISTANCE,EE,RELAY,4 KV-2,+/-5%,35 W | NO | 80 | 11928.85 | ZSPR | 2003-09-20 | 2003-09-20 | 0.11929 | 7773 | 1033 | EMD | OBSOLETE | 80 | 0.11929 | 80 | 0 | 149.11 | 11928.8
Non Moving Item | M9097531040 | RESISTANCE,EE,RELAY,3.3 KV-2,+/-5%,35 W | NO | 80 | 13916.99 | ZSPR | 2003-09-20 | 2003-09-20 | 0.13917 | 7773 | 1033 | EMD | OBSOLETE | 80 | 0.13917 | 80 | 0 | 173.96 | 13916.8
Non Moving Item | M9097532061 | TEST PLUG,ALSTOM,RELAY | NO | 5 | 25017.35 | ZSPR | 2006-03-02 | 2005-08-18 | 0.25017 | 7075 | 1033 | EMD | OBSOLETE | 5 | 0.25017 | 5 | 0 | 5003.47 | 25017.35
Non Moving Item | M9244266003 | GMOV 510/02 FOR HI-REL UPS 35 KVA | NO | 12 | 3378.39 | ZSPR | 2009-10-21 | 2010-06-08 | 0.033784 | 5320 | 1033 | C&I | OBSOLETE | 12 | 0.033784 | 12 | 0 | 281.53 | 3378.36
Non Moving Item | M9244276113 | FUSE 5 A, BLA005 FOR C&I PKG | NO | 5 | 4562.78 | ZSPR | 1998-04-01 | 1999-06-28 | 0.045628 | 9318 | 1033 | C&I | OBSOLETE | 5 | 0.045628 | 5 | 0 | 912.56 | 4562.8
Non Moving Item | M9244400014 | FUSE,EMERSON,UPS,1A,500V | NO | 5 | 4137.22 | ZSPR | 1998-04-01 | 1998-04-01 | 0.041372 | 9771 | 1033 | C&I | OBSOLETE | 5 | 0.041372 | 5 | 0 | 827.44 | 4137.2
Non Moving Item | M9401123066 | AMMETER,0-5A,1%,96X96MM2 | NO | 3 | 2572.5 | ZSPR | 1999-05-15 | 1998-04-01 | 0.025725 | 9771 | 1033 | C&I | OBSOLETE | 3 | 0.025725 | 3 | 0 | 857.5 | 2572.5
Non Moving Item | M9401123206 | DC AMMETER 75MV, 0-75A | NO | 1 | 27.71 | ZSPR | 1998-04-01 | 1998-04-01 | 0.0002771 | 9771 | 1033 | C&I | OBSOLETE | 1 | 0.0002771 | 0 | 1 | 27.71 | 0
Non Moving Item | M9401128566 | AMMETER,0-600A,1%,110X100MM2 | NO | 1 | 27.72 | ZSPR | 1998-04-01 | 1998-04-01 | 0.0002772 | 9771 | 1033 | C&I | OBSOLETE | 1 | 0.0002772 | 1 | 0 | 27.72 | 27.72
Non Moving Item | M9401128593 | AMMETER,0-750A,1%,110X100MM2 | NO | 1 | 27.72 | ZSPR | 1998-04-01 | 1998-04-01 | 0.0002772 | 9771 | 1033 | C&I | OBSOLETE | 1 | 0.0002772 | 1 | 0 | 27.72 | 27.72
Non Moving Item | M9401128672 | AMMETER,0-1600A,1%,110X100MM2 | NO | 1 | 27.72 | ZSPR | 1998-04-01 | 1998-04-01 | 0.0002772 | 9771 | 1033 | C&I | OBSOLETE | 1 | 0.0002772 | 1 | 0 | 27.72 | 27.72
Non Moving Item | M9401133241 | AMMETER,0-125A,1.5%,MOVING IRON,96X96MM2 | NO | 1 | 27.71 | ZSPR | 1998-04-01 | 1998-04-01 | 0.0002771 | 9771 | 1033 | C&I | OBSOLETE | 1 | 0.0002771 | 1 | 0 | 27.71 | 27.71
Non Moving Item | M9401133384 | AMMETER,0A,300A,1.5%,96X96MM,FLUSH,DC | NO | 1 | 27.71 | ZSPR | 1998-04-01 | 1998-04-01 | 0.0002771 | 9771 | 1033 | C&I | OBSOLETE | 1 | 0.0002771 | 1 | 0 | 27.71 | 27.71
Non Moving Item | M9401133463 | AMMETER,0A,400A,1.5%,96X96MM,FLUSH,DC | NO | 1 | 27.71 | ZSPR | 1998-04-01 | 1998-04-01 | 0.0002771 | 9771 | 1033 | C&I | OBSOLETE | 1 | 0.0002771 | 1 | 0 | 27.71 | 27.71
Non Moving Item | M9401133597 | AMMETER,0-750A,1.5%,96X96MM2 | NO | 1 | 27.71 | ZSPR | 1998-04-01 | 1998-04-01 | 0.0002771 | 9771 | 1033 | C&I | OBSOLETE | 1 | 0.0002771 | 1 | 0 | 27.71 | 27.71
Non Moving Item | M9401133603 | AMMETER,0-800A,1.5%,96X96MM2 | NO | 1 | 27.71 | ZSPR | 1998-04-01 | 1998-04-01 | 0.0002771 | 9771 | 1033 | C&I | OBSOLETE | 1 | 0.0002771 | 1 | 0 | 27.71 | 27.71
Non Moving Item | M9401133649 | AMMETER,0-1000A,1.5%,MOVING COIL | NO | 1 | 27.71 | ZSPR | 1998-04-01 | 1998-04-01 | 0.0002771 | 9771 | 1033 | C&I | OBSOLETE | 1 | 0.0002771 | 1 | 0 | 27.71 | 27.71
Non Moving Item | M9401133658 | AMMETER,0-1250A,1.5%,96X96MM2 | NO | 1 | 27.71 | ZSPR | 1998-04-01 | 1998-04-01 | 0.0002771 | 9771 | 1033 | C&I | OBSOLETE | 1 | 0.0002771 | 1 | 0 | 27.71 | 27.71
Non Moving Item | M9401133694 | AMMETER,0-2000A,1.5%,96X96MM2,CHHABI | NO | 1 | 27.71 | ZSPR | 1998-04-01 | 1998-04-01 | 0.0002771 | 9771 | 1033 | C&I | OBSOLETE | 1 | 0.0002771 | 1 | 0 | 27.71 | 27.71
Non Moving Item | M9401143347 | AMMETER,0-250A,2%,96X96MM2 | NO | 1 | 27.71 | ZSPR | 1998-04-01 | 1998-04-01 | 0.0002771 | 9771 | 1033 | C&I | OBSOLETE | 1 | 0.0002771 | 1 | 0 | 27.71 | 27.71
Non Moving Item | M9401193306 | AMMETER,0-200A,0.5%,MC,96X96MM2,DUBAS | NO | 1 | 27.71 | ZSPR | 1998-04-01 | 1998-04-01 | 0.0002771 | 9771 | 1033 | C&I | OBSOLETE | 1 | 0.0002771 | 1 | 0 | 27.71 | 27.71
Non Moving Item | M9401228697 | AMMETER,0-2000A,1%,110X110MM2 | NO | 1 | 27.72 | ZSPR | 1998-04-01 | 1998-04-01 | 0.0002772 | 9771 | 1033 | C&I | OBSOLETE | 1 | 0.0002772 | 1 | 0 | 27.72 | 27.72
Non Moving Item | M9401238164 | AMMETER,0-50A,1.5%,110X100MM2 | NO | 1 | 27.72 | ZSPR | 1998-04-01 | 1998-04-01 | 0.0002772 | 9771 | 1033 | C&I | OBSOLETE | 1 | 0.0002772 | 1 | 0 | 27.72 | 27.72
Non Moving Item | M9401238544 | AMMETER,0-500A,1.5%,110X110MM2 | NO | 1 | 27.72 | ZSPR | 1998-04-01 | 1998-04-01 | 0.0002772 | 9771 | 1033 | C&I | OBSOLETE | 1 | 0.0002772 | 1 | 0 | 27.72 | 27.72
Non Moving Item | M9401299383 | AMMETER,0-300A,AC | NO | 4 | 17507.44 | ZSPR | 2006-02-21 | 2011-03-10 | 0.17507 | 5045 | 1033 | C&I | OBSOLETE | 4 | 0.17507 | 4 | 0 | 4376.86 | 17507.44
Non Moving Item | M9401399168 | AMMETER,0-50A,MOVING IRON,144X144MM2 | NO | 3 | 38379 | ZSPR | 1998-04-01 | 2007-02-07 | 0.38379 | 6537 | 1033 | C&I | OBSOLETE | 3 | 0.38379 | 3 | 0 | 12793 | 38379
Non Moving Item | M9401399654 | AMMETER,0-1250A,MOVING IRON,144X144MM2 | NO | 1 | 150.64 | ZSPR | 1998-04-01 | 1998-04-01 | 0.0015064 | 9771 | 1033 | C&I | OBSOLETE | 1 | 0.0015064 | 1 | 0 | 150.64 | 150.64
Non Moving Item | M9401593058 | AMMETER,0-15A,96X96MM2,DIGITAL | NO | 2 | 2120 | ZSPR | 1998-04-01 | 1998-04-01 | 0.0212 | 9771 | 1033 | C&I | OBSOLETE | 2 | 0.0212 | 2 | 0 | 1060 | 2120
Non Moving Item | M9401599010 | AMMETER,DIGITAL,0-1MA | NO | 1 | 0 | ZSPR | 1998-04-01 | 1998-04-01 | 0 | 9771 | 1033 | C&I | OBSOLETE | 1 | 0 | 1 | 0 | 0 | 0
Non Moving Item | M9402114054 | VOLTMETER,0.5%,144X144MM2,0-40V | NO | 5 | 3668.42 | ZSPR | 2003-05-08 | 2003-05-08 | 0.036684 | 7908 | 1033 | C&I | OBSOLETE | 5 | 0.036684 | 5 | 0 | 733.68 | 3668.4
Non Moving Item | M9402192528 | VOLTMETER,72X72MM2,0-30V | NO | 5 | 6480 | ZSPR | 1998-04-01 | 1998-04-01 | 0.0648 | 9771 | 1033 | C&I | OBSOLETE | 5 | 0.0648 | 5 | 0 | 1296 | 6480
Non Moving Item | M9402293209 | VOLTMETER,96X96MM2,0-10KV | NO | 3 | 2755 | ZSPR | 1998-04-01 | 1998-04-01 | 0.02755 | 9771 | 1033 | C&I | OBSOLETE | 3 | 0.02755 | 3 | 0 | 918.33 | 2754.99
Non Moving Item | M9402699612 | VOLTMETER,0-7/15V,AC/DC | NO | 1 | 0 | ZSPR | 1998-04-01 | 1998-04-01 | 0 | 9771 | 1033 | C&I | OBSOLETE | 1 | 0 | 1 | 0 | 0 | 0
Non Moving Item | M9407990016 | TRANSDUCER,FREQ,45-55HZ,110VAC,0-5MA,ABB | NO | 1 | 5949 | ZSPR | 1998-04-01 | 1998-04-01 | 0.05949 | 9771 | 1033 | C&I | OBSOLETE | 1 | 0.05949 | 1 | 0 | 5949 | 5949
Non Moving Item | M9415184514 | TRANSDUCER,PRESSURE,0-10BAR | SET | 1 | 9598.85 | ZSPR | 1998-04-01 | 1998-04-01 | 0.095989 | 9771 | 1033 | C&I | OBSOLETE | 1 | 0.095989 | 1 | 0 | 9598.85 | 9598.85
Non Moving Item | M9415359914 | TRANSDUCER,ELECTRO-PNEUMATIC,4-20MA | NO | 5 | 2158.45 | ZSPR | 1998-04-01 | 1998-04-01 | 0.021584 | 9771 | 1033 | C&I | OBSOLETE | 5 | 0.021584 | 5 | 0 | 431.69 | 2158.45
Non Moving Item | M9418006257 | LIMIT SWITCH,M72145-E2100 | NO | 2 | 6845.33 | ZSPR | 1998-04-01 | 1998-04-01 | 0.068453 | 9771 | 1033 | C&I | OBSOLETE | 2 | 0.068453 | 2 | 0 | 3422.67 | 6845.34
Non Moving Item | M9418156073 | SENSOR MODULE,01151-0041-0172 | NO | 1 | 6801.6 | ZSPR | 1998-04-01 | 1998-04-01 | 0.068016 | 9771 | 1033 | C&I | OBSOLETE | 1 | 0.068016 | 1 | 0 | 6801.6 | 6801.6
Non Moving Item | M9418200018 | CIRCUIT BOARD,01151-0309-0001 | NO | 2 | 3814.72 | ZSPR | 1998-04-01 | 1998-04-01 | 0.038147 | 9771 | 1033 | C&I | OBSOLETE | 2 | 0.038147 | 2 | 0 | 1907.36 | 3814.72
Non Moving Item | M9418207898 | VALVE STEM,01151-0028-0012,TRANSMITTER | NO | 1 | 166.4 | ZSPR | 1998-04-01 | 1998-04-01 | 0.001664 | 9771 | 1033 | C&I | OBSOLETE | 1 | 0.001664 | 1 | 0 | 166.4 | 166.4
Non Moving Item | M9418299727 | TRNSMTR SPR:ELEC:PT. NO81DRG.ST-31-26 | NO | 3 | 5387 | ZSPR | 1998-04-01 | 1998-04-01 | 0.05387 | 9771 | 1033 | C&I | OBSOLETE | 3 | 0.05387 | 3 | 0 | 1795.67 | 5387.01
Non Moving Item | M9418406593 | INSTALLATION KIT,KISTLER-MORSE,MC-I3 | NO | 2 | 36816 | ZSPR | 2018-03-22 |  | 0.36816 | 2476 | 1033 | C&I | OBSOLETE | 2 | 0.36816 | 2 | 0 | 18408 | 36816
Non Moving Item | M9419010231 | BPAS SYS:ELEC CARD:AV5/PBK10 | NO | 2 | 23135.39 | ZSPR | 1998-04-01 | 2017-03-25 | 0.23135 | 2838 | 1033 | C&I | OBSOLETE | 2 | 0.23135 | 2 | 0 | 11567.7 | 23135.4
Non Moving Item | M9419111064 | BPAS SYS:HYD ACT:: 4WE-5N G/42 Z5 BL-10 | NO | 2 | 5336.41 | ZSPR | 1998-04-01 | 2018-08-30 | 0.053364 | 2315 | 1033 | C&I | OBSOLETE | 2 | 0.053364 | 2 | 0 | 2668.21 | 5336.42
Non Moving Item | M9419151662 | BPAS SYS:P FED INS:COUP SG10SAO-M01 | NO | 10 | 1820 | ZSPR | 2001-05-05 | 2017-03-25 | 0.0182 | 2838 | 1033 | C&I | OBSOLETE | 10 | 0.0182 | 10 | 0 | 182 | 1820
Non Moving Item | M9420056051 | 5MM PROBE FORAXIAL DISPLACEMENT TDBFP | NO | 1 | 10757 | ZSPR | 1998-04-01 | 1998-04-01 | 0.10757 | 9771 | 1033 | C&I | OBSOLETE | 1 | 0.10757 | 1 | 0 | 10757 | 10757
| M9420102060 | SIGNAL CONVERTER,PHILIPS,CON 010 | NO | 1 | 50829.89 | ZSPR | 2011-07-07 | 2020-12-02 |  |  |  | C&I | OBSOLETE | 1 | 0.5083 | 1 | 0 | 50829.89 | 50829.89
| M9420301432N | ELECTRONIC CARD,AXIAL SHIFT,MMS 6210 | NO | 1 | 48110.07 | ZSPR | 0 | 2021-01-11 |  |  |  | C&I | OBSOLETE | 1 | 0.4811 | 1 | 0 | 48110.07 | 48110.07
Non Moving Item | M9425140250 | STEM ASSYRH SPRAACTDRG.NO.SBO/MO2/SMA/1V | SET | 3 | 2250 | ZSPR | 1998-04-01 | 1998-04-01 | 0.0225 | 9771 | 1033 | C&I | OBSOLETE | 3 | 0.0225 | 3 | 0 | 750 | 2250
Non Moving Item | M9425150019 | LINKPT.NO.5313285A1BAILEYPOWCYLICTR INST | NO | 3 | 10816.77 | ZSPR | 1998-04-01 | 1998-04-01 | 0.10817 | 9771 | 1033 | C&I | OBSOLETE | 3 | 0.10817 | 3 | 0 | 3605.59 | 10816.77
Non Moving Item | M9425150037 | SHAFTCAM(5326766A1)BAILPOWCYLI CTR INSTR | NO | 5 | 2128.47 | ZSPR | 1998-04-01 | 1998-04-01 | 0.021285 | 9771 | 1033 | C&I | OBSOLETE | 5 | 0.021285 | 5 | 0 | 425.69 | 2128.45
Non Moving Item | M9425150046 | CAM,5400078A1,ACS,F/PWR CYL,BAILEY | NO | 10 | 2755.53 | ZSPR | 1998-04-01 | 1998-04-01 | 0.027555 | 9771 | 1033 | C&I | OBSOLETE | 10 | 0.027555 | 10 | 0 | 275.55 | 2755.5
Non Moving Item | M9425150055 | ARM,DRIVE AP(5327445A1)BAILEPOW CYLINDER | NO | 10 | 913.75 | ZSPR | 1998-04-01 | 1998-04-01 | 0.0091375 | 9771 | 1033 | C&I | OBSOLETE | 10 | 0.0091375 | 10 | 0 | 91.38 | 913.8
Non Moving Item | M9425160249 | SPRKIT INCLUDORING MASOPOS MOD7401-703 | NO | 29 | 39840.48 | ZSPR | 2001-10-23 | 2010-06-11 | 0.3984 | 5317 | 1033 | BMD | OBSOLETE | 29 | 0.3984 | 29 | 0 | 1373.81 | 39840.49
Non Moving Item | M9425230045 | SENSOR MODULE,1151-0011-0432,ROSEMOUNT | NO | 1 | 24762.7 | ZSPR | 1998-04-01 | 1998-04-01 | 0.24763 | 9771 | 1033 | C&I | OBSOLETE | 1 | 0.24763 | 1 | 0 | 24762.7 | 24762.7
Non Moving Item | M9425256003 | LINEAR INDICATOR,ACS/ATRS | NO | 11 | 180980 | ZSPR | 2005-02-02 | 2005-02-02 | 1.8098 | 7272 | 1033 | C&I | OBSOLETE | 11 | 1.8098 | 11 | 0 | 16452.73 | 180980.03
Non Moving Item | M9430554989 | GAUGE,PRES,REGULATOR/SPLY,42.5MM | NO | 1 | 6219 | ZSPR | 1998-04-01 | 1998-04-01 | 0.06219 | 9771 | 1033 | C&I | OBSOLETE | 1 | 0.06219 | 1 | 0 | 6219 | 6219
Non Moving Item | M9430885041 | GAUGE:HYDROGEN :150MM:0-200MMWC | NO | 4 | 6256 | ZSPR | 1998-04-01 | 1998-04-01 | 0.06256 | 9771 | 1033 | C&I | OBSOLETE | 4 | 0.06256 | 4 | 0 | 1564 | 6256
Non Moving Item | M9430885652 | GAUGE:HYDROGEN :150MM:0-400BAR | NO | 10 | 7243 | ZSPR | 1998-04-01 | 1998-04-01 | 0.07243 | 9771 | 1033 | C&I | OBSOLETE | 10 | 0.07243 | 10 | 0 | 724.3 | 7243
Non Moving Item | M9430920951 | GAUGE:LUMINOUS :NO DIAL :GREEN | NO | 9 | 7149.36 | ZSPR | 1998-04-01 | 2017-03-23 | 0.071494 | 2840 | 1033 | C&I | OBSOLETE | 9 | 0.071494 | 9 | 0 | 794.37 | 7149.33
Non Moving Item | M9430920960 | GAUGE:LUMINOUS :NO DIAL :YELLOW | NO | 14 | 755.47 | ZSPR | 1998-04-01 | 2017-03-23 | 0.0075547 | 2840 | 1033 | C&I | OBSOLETE | 14 | 0.0075547 | 14 | 0 | 53.96 | 755.44
Non Moving Item | M9430929967 | GAUGE:LUMINOUS : :YELLOW | NO | 14 | 755.47 | ZSPR | 1998-04-01 | 2017-03-23 | 0.0075547 | 2840 | 1033 | C&I | OBSOLETE | 14 | 0.0075547 | 14 | 0 | 53.96 | 755.44
Non Moving Item | M9430949992 | GAUGE:NITROGEN : : | NO | 11 | 10111.96 | ZSPR | 1998-04-01 | 2017-03-23 | 0.10112 | 2840 | 1033 | C&I | OBSOLETE | 11 | 0.10112 | 11 | 0 | 919.27 | 10111.97
Non Moving Item | M9430969291 | GAUGE:BCKENTRY/DBMOUNT: :0-160KG/CM2 | NO | 10 | 5912 | ZSPR | 1998-04-01 | 2017-03-23 | 0.05912 | 2840 | 1033 | C&I | OBSOLETE | 10 | 0.05912 | 10 | 0 | 591.2 | 5912
Non Moving Item | M9433049448 | VALVE,SOL,ROTARY,WATT,CWPH-2 | NO | 3 | 4992 | ZSPR | 1998-04-01 | 1998-04-01 | 0.04992 | 9771 | 1033 | C&I | OBSOLETE | 3 | 0.04992 | 3 | 0 | 1664 | 4992
Non Moving Item | M9433151097 | VALVE,SOL,1/2IN,6VDC,WATT-ASCO,HV2208311 | NO | 4 | 17140 | ZSPR | 1998-04-01 | 1998-04-01 | 0.1714 | 9771 | 1033 | C&I | OBSOLETE | 4 | 0.1714 | 4 | 0 | 4285 | 17140
Non Moving Item | M9433289244 | VALVE,SOL,GENERAL PURPOSE,1IN,2-WAY | NO | 2 | 6000 | ZSPR | 1998-04-01 | 1998-04-01 | 0.06 | 9771 | 1033 | C&I | OBSOLETE | 2 | 0.06 | 2 | 0 | 3000 | 6000
Non Moving Item | M9433495397 | VALVE,SOL,PILOT OPER,20MM,NC,110VAC | NO | 1 | 1614.87 | ZSPR | 1998-04-01 | 1998-04-01 | 0.016149 | 9771 | 1033 | C&I | OBSOLETE | 1 | 0.016149 | 1 | 0 | 1614.87 | 1614.87
Non Moving Item | M9434006449 | NUT,06-4-1,SOLENOID VALVE | NO | 2 | 1677 | ZSPR | 1998-04-01 | 1998-04-01 | 0.01677 | 9771 | 1033 | C&I | OBSOLETE | 2 | 0.01677 | 2 | 0 | 838.5 | 1677
Non Moving Item | M9434018478 | SOLEND V/V SEAL KIT: 2/2 1/2 INCH | NO | 10 | 4476.2 | ZSPR | 1998-04-01 | 2000-03-10 | 0.044762 | 9062 | 1033 | C&I | OBSOLETE | 10 | 0.044762 | 10 | 0 | 447.62 | 4476.2
Non Moving Item | M9434019161 | SOLENOID VALVE SPARESBW 10B-2-3X /315AW | SET | 2 | 1248 | ZSPR | 1998-04-01 | 1998-04-01 | 0.01248 | 9771 | 1033 | C&I | OBSOLETE | 2 | 0.01248 | 2 | 0 | 624 | 1248
Non Moving Item | M9434019240 | SOLENOIDVALVE SPARESSEALKIT FRONT/DRG/03 | NO | 995 | 25870 | ZSPR | 2000-10-11 | 1998-04-01 | 0.2587 | 9771 | 1033 | C&I | OBSOLETE | 995 | 0.2587 | 995 | 0 | 26 | 25870
Non Moving Item | M9434019259 | SOLENOID VALVESPARESSEALKITBURNER DRG/05 | NO | 990 | 26769.8 | ZSPR | 1999-09-23 | 1999-09-23 | 0.2677 | 9231 | 1033 | C&I | OBSOLETE | 990 | 0.2677 | 990 | 0 | 27.04 | 26769.6
Non Moving Item | M9434029230 | SOLVLVSPARSEALSVOLTNO-BURNERFRONT/DRG/01 | NO | 700 | 3750.18 | ZSPR | 1998-04-01 | 1998-04-01 | 0.037502 | 9771 | 1033 | C&I | OBSOLETE | 700 | 0.037502 | 700 | 0 | 5.36 | 3752
Non Moving Item | M9434039211 | SOL VLV SPR S/V UNSPEC BREAK V MOTORM023 | NO | 1 | 9742 | ZSPR | 1998-04-01 | 1998-04-01 | 0.09742 | 9771 | 1033 | C&I | OBSOLETE | 1 | 0.09742 | 1 | 0 | 9742 | 9742
Non Moving Item | M9434061384 | SOLENOIDVALVESPARESSPARE M.NO9350 B050 | NO | 15 | 3801.58 | ZSPR | 1998-04-01 | 1998-04-01 | 0.038016 | 9771 | 1033 | C&I | OBSOLETE | 15 | 0.038016 | 15 | 0 | 253.44 | 3801.6
Non Moving Item | M9434066149 | SOLENOID VLV SPARESTYPE COILNO 4WE5NG/42 | NO | 3 | 26421.9 | ZSPR | 1998-04-01 | 1998-04-01 | 0.26422 | 9771 | 1033 | C&I | OBSOLETE | 3 | 0.26422 | 3 | 0 | 8807.3 | 26421.9
Non Moving Item | M9434068127 | SOLENOIDVALVEREXROTH M3SE.6C/315 W240 | NO | 4 | 27813 | ZSPR | 1998-04-01 | 1998-04-01 | 0.27813 | 9771 | 1033 | C&I | OBSOLETE | 4 | 0.27813 | 4 | 0 | 6953.25 | 27813
Non Moving Item | M9434068136 | SOLENOID VALVE SPARESSE 6C 20/315 G220 | NO | 4 | 27813 | ZSPR | 1998-04-01 | 1998-04-01 | 0.27813 | 9771 | 1033 | C&I | OBSOLETE | 4 | 0.27813 | 4 | 0 | 6953.25 | 27813
Non Moving Item | M9434069032 | SOLENOIDVALVESPARES/MODEL NO220V DC 50NB | NO | 2 | 1027.02 | ZSPR | 1998-04-01 | 1998-04-01 | 0.01027 | 9771 | 1033 | C&I | OBSOLETE | 2 | 0.01027 | 2 | 0 | 513.51 | 1027.02
Non Moving Item | M9434069166 | SOLENOID VALVE SPARESDBW 10B-2-3X /315AW | NO | 2 | 3962.37 | ZSPR | 1998-04-01 | 1998-04-01 | 0.039624 | 9771 | 1033 | C&I | OBSOLETE | 2 | 0.039624 | 2 | 0 | 1981.19 | 3962.38
Non Moving Item | M9434069175 | SOLENOIDVALVE SPARESMODELNO4WE-10D-11/LW | NO | 3 | 7183 | ZSPR | 1998-04-01 | 1998-04-01 | 0.07183 | 9771 | 1033 | C&I | OBSOLETE | 3 | 0.07183 | 3 | 0 | 2394.33 | 7182.99
Non Moving Item | M9434069421 | SOL VLV SPRCOIL V1/4IN M.NO WPHTB342C20M | NO | 5 | 5045.29 | ZSPR | 1998-04-01 | 1998-04-01 | 0.050453 | 9771 | 1033 | C&I | OBSOLETE | 5 | 0.050453 | 5 | 0 | 1009.06 | 5045.3
Non Moving Item | M9434072298 | OPEN COIL,AVCON,SOLENOID VALVE | NO | 10 | 5189.86 | ZSPR | 2005-05-09 | 2009-08-05 | 0.051899 | 5627 | 1033 | C&I | OBSOLETE | 10 | 0.051899 | 10 | 0 | 518.99 | 5189.9
Non Moving Item | M9434099288 | SOLENOID VALVE SPARESPARTNO-4 WAY, 230AC | NO | 24 | 6213.12 | ZSPR | 1998-04-01 | 2002-02-13 | 0.062131 | 8357 | 1033 | C&I | OBSOLETE | 24 | 0.062131 | 24 | 0 | 258.88 | 6213.12
Non Moving Item | M9434111438 | SOLVLV SPARUPPER ASCO V GENORELEANCOIL6W | NO | 1 | 204.36 | ZSPR | 1998-04-01 | 1998-04-01 | 0.0020436 | 9771 | 1033 | C&I | OBSOLETE | 1 | 0.0020436 | 1 | 0 | 204.36 | 204.36
Non Moving Item | M9434129440 | SOLVLVSPR COILASSY UNSPECV1IN,9230 A25/V | NO | 5 | 1714.41 | ZSPR | 1998-04-01 | 1998-04-01 | 0.017144 | 9771 | 1033 | C&I | OBSOLETE | 5 | 0.017144 | 5 | 0 | 342.88 | 1714.4
Non Moving Item | M9434138516 | SOLEND V/V SPARE KIT | NO | 15 | 369.6 | ZSPR | 1998-04-01 | 2000-03-10 | 0.003696 | 9062 | 1033 | C&I | OBSOLETE | 15 | 0.003696 | 15 | 0 | 24.64 | 369.6
Non Moving Item | M9434159313 | VALVE,SOL,1IN,9230A25/V,MAINT KIT | NO | 5 | 5299.09 | ZSPR | 1998-04-01 | 1998-04-01 | 0.052991 | 9771 | 1033 | C&I | OBSOLETE | 5 | 0.052991 | 5 | 0 | 1059.82 | 5299.1
Non Moving Item | M9434159595 | COIL,ROTEX,SOLENOID VALVE,99-51400C-6-2G | NO | 1 | 3111.3 | ZSPR | 1998-04-01 | 1998-04-01 | 0.031113 | 9771 | 1033 | C&I | OBSOLETE | 1 | 0.031113 | 1 | 0 | 3111.3 | 3111.3
Non Moving Item | M9434359991 | SOLVLVSPR CNE CONNECTOR V NO-UNSPECIFIED | NO | 5 | 269.8 | ZSPR | 1998-04-01 | 1998-04-01 | 0.002698 | 9771 | 1033 | C&I | OBSOLETE | 5 | 0.002698 | 5 | 0 | 53.96 | 269.8
Non Moving Item | M9434388542 | SOLEND V/VVIPING SEAL | NO | 10 | 279.6 | ZSPR | 1998-04-01 | 2000-03-10 | 0.002796 | 9062 | 1033 | C&I | OBSOLETE | 10 | 0.002796 | 10 | 0 | 27.96 | 279.6
Non Moving Item | M9435010334 | SWITCH,PRES,0-3000PSI,322-1 | NO | 3 | 38042.16 | ZSPR | 1998-04-01 | 1998-04-01 | 0.38042 | 9771 | 1033 | C&I | OBSOLETE | 3 | 0.38042 | 3 | 0 | 12680.72 | 38042.16
Non Moving Item | M9435010741 | SWITCH,PRES,0-20KG/CM2,322-1 | NO | 2 | 23528.96 | ZSPR | 1998-04-01 | 1998-04-01 | 0.23529 | 9771 | 1033 | C&I | OBSOLETE | 2 | 0.23529 | 2 | 0 | 11764.48 | 23528.96
Non Moving Item | M9435020023 | SWITCH,PRES,1/2NPT-FIN,GM 301-06-EUD-33+ | NO | 2 | 42600 | ZSPR | 1998-04-01 | 1998-04-01 | 0.426 | 9771 | 1033 | C&I | OBSOLETE | 2 | 0.426 | 2 | 0 | 21300 | 42600
Non Moving Item | M9435070082 | SWITCH,PRES,DIAPHRAGM,0-1.05KG/CM2 | NO | 2 | 3875.04 | ZSPR | 1998-04-01 | 1998-04-01 | 0.03875 | 9771 | 1033 | C&I | OBSOLETE | 2 | 0.03875 | 2 | 0 | 1937.52 | 3875.04
Non Moving Item | M9435100138 | SWITCH,PRES,0-500MMWC,DML34X22,GEORGIN | NO | 1 | 5801.54 | ZSPR | 1998-04-01 | 1998-04-01 | 0.058015 | 9771 | 1033 | C&I | OBSOLETE | 1 | 0.058015 | 1 | 0 | 5801.54 | 5801.54
Non Moving Item | M9435100147 | SWITCH,PRES,0-25MM WC,DML34X22,GEORGIN | NO | 2 | 11603.08 | ZSPR | 1998-04-01 | 1998-04-01 | 0.11603 | 9771 | 1033 | C&I | OBSOLETE | 2 | 0.11603 | 2 | 0 | 5801.54 | 11603.08
Non Moving Item | M9435120163 | SWITCH,PRES,50-1200MM WC,230VAC | NO | 2 | 5872.32 | ZSPR | 1998-04-01 | 1998-04-01 | 0.058723 | 9771 | 1033 | C&I | OBSOLETE | 2 | 0.058723 | 2 | 0 | 2936.16 | 5872.32
Non Moving Item | M9435130171 | SWITCH,PRES,0-2KG/CM2,D461V2108,ASHCROFT | NO | 1 | 5801.54 | ZSPR | 1998-04-01 | 1998-04-01 | 0.058015 | 9771 | 1033 | C&I | OBSOLETE | 1 | 0.058015 | 1 | 0 | 5801.54 | 5801.54
Non Moving Item | M9435140189 | SWITCH,PRES,0.04-0.84KG/CM2,18RBEE5,SOR | NO | 1 | 5801.54 | ZSPR | 1998-04-01 | 1998-04-01 | 0.058015 | 9771 | 1033 | C&I | OBSOLETE | 1 | 0.058015 | 1 | 0 | 5801.54 | 5801.54
Non Moving Item | M9435200311 | SWITCH,PRES,25-250MM WC,1/4IN NPT | NO | 5 | 94190.2 | ZSPR | 1998-04-01 | 1998-04-01 | 0.9419 | 9771 | 1033 | C&I | OBSOLETE | 5 | 0.9419 | 5 | 0 | 18838.04 | 94190.2
Non Moving Item | M9435240991 | SWITCH,PRES,70-276ATA,1/2IN MNPT | NO | 6 | 26955 | ZSPR | 1998-04-01 | 1998-04-01 | 0.26955 | 9771 | 1033 | C&I | OBSOLETE | 6 | 0.26955 | 6 | 0 | 4492.5 | 26955
Non Moving Item | M9435320422 | SWITCH,PRES,017-5229,DANFOSS | NO | 1 | 2410.5 | ZSPR | 1998-04-01 | 2002-11-15 | 0.024105 | 8082 | 1033 | C&I | OBSOLETE | 1 | 0.024105 | 1 | 0 | 2410.5 | 2410.5
Non Moving Item | M9435400500 | SWITCH,PRES,BELLOW,0.4-4BAR,1/4IN BSPF | NO | 6 | 6000 | ZSPR | 1998-04-01 | 1998-04-01 | 0.06 | 9771 | 1033 | C&I | OBSOLETE | 6 | 0.06 | 6 | 0 | 1000 | 6000
Non Moving Item | M9435430516 | SWITCH,PRES,3-7BAR,1/2IN NPT,6NO-VAV3 | NO | 2 | 4394.4 | ZSPR | 1998-04-01 | 1998-04-01 | 0.043944 | 9771 | 1033 | C&I | OBSOLETE | 2 | 0.043944 | 2 | 0 | 2197.2 | 4394.4
Non Moving Item | M9435450763 | SWITCH,PRES,7-19KG/CM2 | NO | 3 | 4999.92 | ZSPR | 1998-04-01 | 2005-09-01 | 0.049999 | 7061 | 1033 | C&I | OBSOLETE | 3 | 0.049999 | 3 | 0 | 1666.64 | 4999.92
Non Moving Item | M9435450781 | SWITCH,PRES,70-275KG/CM2 | NO | 2 | 2115.4 | ZSPR | 1998-04-01 | 2007-04-12 | 0.021154 | 6473 | 1033 | C&I | OBSOLETE | 2 | 0.021154 | 2 | 0 | 1057.7 | 2115.4
Non Moving Item | M9435460540 | SWITCH,PRES,-375-375MMWC,V464V2,ASHCROFT | NO | 1 | 4151.6 | ZSPR | 1998-04-01 | 1998-04-01 | 0.041516 | 9771 | 1033 | C&I | OBSOLETE | 1 | 0.041516 | 1 | 0 | 4151.6 | 4151.6
Non Moving Item | M9435510825 | SWITCH,PRES,2-17ATA,017-5255 | NO | 1 | 2682.86 | ZSPR | 1998-04-01 | 2002-11-15 | 0.026829 | 8082 | 1033 | C&I | OBSOLETE | 1 | 0.026829 | 1 | 0 | 2682.86 | 2682.86
Non Moving Item | M9435520824 | SWITCH,PRES,2-17ATA,N42-PSN 003 | NO | 2 | 31103.54 | ZSPR | 1998-04-01 | 1998-04-01 | 0.31104 | 9771 | 1033 | C&I | OBSOLETE | 2 | 0.31104 | 2 | 0 | 15551.77 | 31103.54
Non Moving Item | M9435530832 | SWITCH,PRES,11-225BAR,KWU/115D73J31 | SET | 1 | 6882.91 | ZSPR | 1998-04-01 | 1998-04-01 | 0.068829 | 9771 | 1033 | C&I | OBSOLETE | 1 | 0.068829 | 1 | 0 | 6882.91 | 6882.91
Non Moving Item | M9435560936 | SWITCH,PRES,0-100KG/CM2,B450T-XMD-NF | NO | 9 | 6592.5 | ZSPR | 1998-04-01 | 2008-03-07 | 0.065925 | 6143 | 1033 | C&I | OBSOLETE | 9 | 0.065925 | 9 | 0 | 732.5 | 6592.5
Non Moving Item | M9435580907 | SWITCH,PRES,559001560D0 | NO | 2 | 3680.6 | ZSPR | 1998-04-01 | 1998-04-01 | 0.036806 | 9771 | 1033 | C&I | OBSOLETE | 2 | 0.036806 | 2 | 0 | 1840.3 | 3680.6
Non Moving Item | M9435580916 | SWITCH,PRES,557DD/558D0 | NO | 2 | 3680.6 | ZSPR | 1998-04-01 | 1998-04-01 | 0.036806 | 9771 | 1033 | C&I | OBSOLETE | 2 | 0.036806 | 2 | 0 | 1840.3 | 3680.6
Non Moving Item | M9435611074 | SWITCH,PRES,BELLOW,6-30ATMG,240VAC | NO | 15 | 11719.96 | ZSPR | 2007-11-20 | 2018-01-20 | 0.1172 | 2537 | 1033 | C&I | OBSOLETE | 15 | 0.1172 | 15 | 0 | 781.33 | 11719.95
Non Moving Item | M9435650961 | SWITCH,PRES,5-44INWC,1824-40 | NO | 5 | 23882.4 | ZSPR | 1998-04-01 | 1998-04-01 | 0.23882 | 9771 | 1033 | C&I | OBSOLETE | 5 | 0.23882 | 5 | 0 | 4776.48 | 23882.4
Non Moving Item | M9435711026 | SWITCH,PRES,2-40BAR,PVF40,TRAFAG | NO | 1 | 2390.4 | ZSPR | 1998-04-01 | 2005-07-14 | 0.023904 | 7110 | 1033 | C&I | OBSOLETE | 1 | 0.023904 | 1 | 0 | 2390.4 | 2390.4
Non Moving Item | M9435730571 | SWITCH,PRES,DIAPHRAGM,0-06.3KG/CM2 | NO | 2 | 3875.04 | ZSPR | 1998-04-01 | 1998-04-01 | 0.03875 | 9771 | 1033 | C&I | OBSOLETE | 2 | 0.03875 | 2 | 0 | 1937.52 | 3875.04
Non Moving Item | M9436126137 | RUPTURE DISC ASSY FOR CHLORINATION PLANT | NO | 4 | 195276.96 | ZSPR | 1998-04-01 | 1998-04-01 | 1.9528 | 9771 | 1033 | C&I | OBSOLETE | 4 | 1.9528 | 4 | 0 | 48819.24 | 195276.96
Non Moving Item | M9438102054 | CONTROLLERDM PLANT NO./RANGE- 0-6KG/CM2 | NO | 4 | 54387.2 | ZSPR | 1998-04-01 | 2004-05-17 | 0.54387 | 7533 | 1033 | C&I | OBSOLETE | 4 | 0.54387 | 4 | 0 | 13596.8 | 54387.2
Non Moving Item | M9438215998 | CONTROLLER,DIGITAL,MILL REJECT SYSTEM | NO | 1 | 3159.52 | ZSPR | 1998-04-01 | 1998-04-01 | 0.031595 | 9771 | 1033 | C&I | OBSOLETE | 1 | 0.031595 | 1 | 0 | 3159.52 | 3159.52
Non Moving Item | M9438378621 | VEE DEFLECTOR,3534B,ROSEMOUNT,ANALYZER | NO | 8 | 101.23 | ZSPR | 1998-04-01 | 1998-04-01 | 0.0010123 | 9771 | 1033 | C&I | OBSOLETE | 8 | 0.0010123 | 8 | 0 | 12.65 | 101.2
Non Moving Item | M9438378655 | SNUBBER DIFFUCER,4843B38G02,6FT | NO | 1 | 74675.25 | ZSPR | 2009-05-21 |  | 0.74675 | 5703 | 1033 | C&I | OBSOLETE | 1 | 0.74675 | 1 | 0 | 74675.25 | 74675.25
Non Moving Item | M9438378658 | REPLACEMENT ASSY,4513C61G05,6FT | NO | 1 | 40209.75 | ZSPR | 2009-05-21 |  | 0.4021 | 5703 | 1033 | C&I | OBSOLETE | 1 | 0.4021 | 1 | 0 | 40209.75 | 40209.75
Non Moving Item | M9438702092 | CONTROLLER,1100B-2,SERVOTRAN | NO | 1 | 2177 | ZSPR | 1998-04-01 | 1998-04-01 | 0.02177 | 9771 | 1033 | C&I | OBSOLETE | 1 | 0.02177 | 1 | 0 | 2177 | 2177
Non Moving Item | M9440040104 | SWITCH,TEMP,200-700DEG.C | NO | 1 | 4925.21 | ZSPR | 1998-04-01 | 1998-04-01 | 0.049252 | 9771 | 1033 | C&I | OBSOLETE | 1 | 0.049252 | 1 | 0 | 4925.21 | 4925.21
Non Moving Item | M9440070129 | SWITCH,TEMP,60-143DEG.C | NO | 5 | 7481.67 | ZSPR | 1998-04-01 | 1998-04-01 | 0.074817 | 9771 | 1033 | C&I | OBSOLETE | 5 | 0.074817 | 5 | 0 | 1496.33 | 7481.65
Non Moving Item | M9440080128 | SWITCH,TEMP,60-143DEG.C | NO | 5 | 23796 | ZSPR | 1998-04-01 | 1998-04-01 | 0.23796 | 9771 | 1033 | C&I | OBSOLETE | 5 | 0.23796 | 5 | 0 | 4759.2 | 23796
Non Moving Item | M9440090996 | SWITCH,TEMP,837-A65JX920 | NO | 1 | 5200 | ZSPR | 1998-04-01 | 2000-07-08 | 0.052 | 8942 | 1033 | C&I | OBSOLETE | 1 | 0.052 | 1 | 0 | 5200 | 5200
Non Moving Item | M9440100141 | SWITCH,TEMP,66-270DEG.C,203NN-K115-SS | NO | 1 | 4925.21 | ZSPR | 1998-04-01 | 1998-04-01 | 0.049252 | 9771 | 1033 | C&I | OBSOLETE | 1 | 0.049252 | 1 | 0 | 4925.21 | 4925.21
Non Moving Item | M9440110034 | SWITCH,TEMP,150-540DEG.C,205SRN-EE105 | NO | 2 | 9850.42 | ZSPR | 1998-04-01 | 1998-04-01 | 0.098504 | 9771 | 1033 | C&I | OBSOLETE | 2 | 0.098504 | 2 | 0 | 4925.21 | 9850.42
Non Moving Item | M9440150216 | SWITCH,TEMP,837-A60JX920 | NO | 6 | 9578.4 | ZSPR | 1998-04-01 | 1998-04-01 | 0.095784 | 9771 | 1033 | C&I | OBSOLETE | 6 | 0.095784 | 6 | 0 | 1596.4 | 9578.4
Non Moving Item | M9440160215 | SWITCH,TEMP,837-A62JX920 | NO | 6 | 9578.4 | ZSPR | 1998-04-01 | 1998-04-01 | 0.095784 | 9771 | 1033 | C&I | OBSOLETE | 6 | 0.095784 | 6 | 0 | 1596.4 | 9578.4
Non Moving Item | M9440170995 | SWITCH,TEMP,837-A62X920 | NO | 1 | 5200 | ZSPR | 1998-04-01 | 2001-10-11 | 0.052 | 8482 | 1033 | C&I | OBSOLETE | 1 | 0.052 | 1 | 0 | 5200 | 5200
Non Moving Item | M9440180082 | SWITCH,TEMP,15.5-87.8DEG.C,837-XA4JX920 | NO | 2 | 10464 | ZSPR | 1998-04-01 | 2019-04-26 | 0.10464 | 2076 | 1033 | C&I | OBSOLETE | 2 | 0.10464 | 2 | 0 | 5232 | 10464
Non Moving Item | M9440210101 | SWITCH,TEMP,200-700DEG.C | NO | 6 | 67795.2 | ZSPR | 1998-04-01 | 1998-04-01 | 0.67795 | 9771 | 1033 | C&I | OBSOLETE | 6 | 0.67795 | 6 | 0 | 11299.2 | 67795.2
Non Moving Item | M9440220067 | SWITCH,TEMP,STEM,0-250DEG.C,SUMMITS | NO | 1 | 20144.13 | ZSPR | 1998-04-01 | 2006-09-07 | 0.20144 | 6690 | 1033 | C&I | OBSOLETE | 1 | 0.20144 | 1 | 0 | 20144.13 | 20144.13
Non Moving Item | M9440250994 | SWITCH,TEMP,837-A65J921 | NO | 6 | 32092.32 | ZSPR | 1998-04-01 | 1998-04-01 | 0.32092 | 9771 | 1033 | C&I | OBSOLETE | 6 | 0.32092 | 6 | 0 | 5348.72 | 32092.32
Non Moving Item | M9440362613 | SWITCH,TEMP,GAS FILLED,20-150DEG.C,3M | NO | 4 | 209797 | ZSPR | 2011-12-10 | 2013-09-11 | 2.098 | 4129 | 1033 | C&I | OBSOLETE | 4 | 2.098 | 4 | 0 | 52449.25 | 209797
Non Moving Item | M9440510236 | SWITCH,TEMP,837-A60JX920 | NO | 2 | 10266.88 | ZSPR | 1998-04-01 | 2010-05-15 | 0.10267 | 5344 | 1033 | C&I | OBSOLETE | 2 | 0.10267 | 2 | 0 | 5133.44 | 10266.88
Non Moving Item | M9441010067 | THERMOCOUPLE,K,DUPLEX,6MM,487MM | NO | 4 | 2540.74 | ZSPR | 1998-04-01 | 2004-08-12 | 0.025407 | 7446 | 1033 | C&I | OBSOLETE | 4 | 0.025407 | 4 | 0 | 635.19 | 2540.76
Non Moving Item | M9441010100 | THCOUP T/C DUPLEX,K EXT STEAM TEMPTOLPH1 | NO | 6 | 2103 | ZSPR | 1998-04-01 | 1998-04-01 | 0.02103 | 9771 | 1033 | C&I | OBSOLETE | 6 | 0.02103 | 6 | 0 | 350.5 | 2103
Non Moving Item | M9441040213 | THERMOCOUPLE,K,1300-1060DEG.C | NO | 4 | 6765.14 | ZSPR | 1998-04-01 | 2012-02-20 | 0.067651 | 4698 | 1033 | C&I | OBSOLETE | 4 | 0.067651 | 4 | 0 | 1691.29 | 6765.16
Non Moving Item | M9441080325 | THERMOCOUPLE,K,DUPLEX,F/MILL TH BRG | NO | 3 | 1872.16 | ZSPR | 2000-06-23 | 2002-09-04 | 0.018722 | 8154 | 1033 | C&I | OBSOLETE | 3 | 0.018722 | 3 | 0 | 624.05 | 1872.15
Non Moving Item | M9441080334 | T/C MILL WORM SHFT BRG SBOM02SIA3K300-2 | NO | 3 | 1747.34 | ZSPR | 2000-06-23 | 2002-09-04 | 0.017473 | 8154 | 1033 | C&I | OBSOLETE | 3 | 0.017473 | 3 | 0 | 582.45 | 1747.35
Non Moving Item | M9441956745 | THCOUP N11N 058 SUCTION SA I02 SIA7Q0070 | NO | 5 | 1352 | ZSPR | 1998-04-01 | 2013-09-13 | 0.01352 | 4127 | 1033 | C&I | OBSOLETE | 5 | 0.01352 | 5 | 0 | 270.4 | 1352
Non Moving Item | M9443120421 | SENSOR,TEMP,RTD,PT100 | NO | 4 | 2695.4 | ZSPR | 2000-12-06 | 2006-09-18 | 0.026954 | 6679 | 1033 | C&I | OBSOLETE | 4 | 0.026954 | 4 | 0 | 673.85 | 2695.4
Non Moving Item | M9443120564 | SENSOR,TEMP,RTD,PT100 | NO | 3 | 2199 | ZSPR | 1998-04-01 | 1998-04-01 | 0.02199 | 9771 | 1033 | C&I | OBSOLETE | 3 | 0.02199 | 3 | 0 | 733 | 2199
Non Moving Item | M9443121053 | SENSOR,TEMP,RTD,PT100 | NO | 2 | 1738 | ZSPR | 1998-04-01 | 1998-04-01 | 0.01738 | 9771 | 1033 | C&I | OBSOLETE | 2 | 0.01738 | 2 | 0 | 869 | 1738
Non Moving Item | M9443310301 | RTD TRIPPLE NPUTCARDRANGE DRAWING NO1& 2 | NO | 5 | 37658.5 | ZSPR | 1998-04-01 | 2002-03-16 | 0.37659 | 8326 | 1033 | C&I | OBSOLETE | 5 | 0.37659 | 5 | 0 | 7531.7 | 37658.5
Non Moving Item | M9443310985 | 3RTD CRD EXTR STEAM LPH2 SAOM05SIA3H0330 | NO | 3 | 2196.48 | ZSPR | 1998-04-01 | 1998-04-01 | 0.021965 | 9771 | 1033 | C&I | OBSOLETE | 3 | 0.021965 | 3 | 0 | 732.16 | 2196.48
Non Moving Item | M9443320328 | SENSOR,TEMP,RTD,PT100 | NO | 5 | 2912 | ZSPR | 1998-04-01 | 1998-04-01 | 0.02912 | 9771 | 1033 | C&I | OBSOLETE | 5 | 0.02912 | 5 | 0 | 582.4 | 2912
Non Moving Item | M9443700993 | SENSOR,TEMP,RTD,380MM | NO | 3 | 1928 | ZSPR | 1998-04-01 | 1998-04-01 | 0.01928 | 9771 | 1033 | C&I | OBSOLETE | 3 | 0.01928 | 3 | 0 | 642.67 | 1928.01
Non Moving Item | M9443790790 | RTD ASSEMBLY :RANGE PART NUMBER-C201089 | NO | 1 | 891.55 | ZSPR | 2001-04-25 | 2001-04-25 | 0.0089155 | 8651 | 1033 | C&I | OBSOLETE | 1 | 0.0089155 | 1 | 0 | 891.55 | 891.55
Non Moving Item | M9443819996 | RTD OTI WINDOW : RANGEUNSPECIFIED | NO | 1 | 250 | ZSPR | 1998-04-01 | 1998-04-01 | 0.0025 | 9771 | 1033 | C&I | OBSOLETE | 1 | 0.0025 | 1 | 0 | 250 | 250
Non Moving Item | M9444040221 | THERMOWELL SP WALLS FOR T837-A6JX920 | NO | 3 | 4789.2 | ZSPR | 1998-04-01 | 2012-05-11 | 0.047892 | 4617 | 1033 | C&I | OBSOLETE | 3 | 0.047892 | 3 | 0 | 1596.4 | 4789.2
Non Moving Item | M9444323320 | THERMOWELL,200MM,3/4X1/2IN,12MM,SS316 | NO | 2 | 2912 | ZSPR | 1998-04-01 | 1998-04-01 | 0.02912 | 9771 | 1033 | C&I | OBSOLETE | 2 | 0.02912 | 2 | 0 | 1456 | 2912
Non Moving Item | M9444366282 | THERMOWELL,180MM,1/2IN F,M33X2 M,11MM | NO | 1 | 2080 | ZSPR | 1998-04-01 | 1998-04-01 | 0.0208 | 9771 | 1033 | C&I | OBSOLETE | 1 | 0.0208 | 1 | 0 | 2080 | 2080
Non Moving Item | M9444366608 | THERMOWELL,450MM,M33 X 2 M X 1/2 IN F | NO | 1 | 2080 | ZSPR | 1998-04-01 | 1998-04-01 | 0.0208 | 9771 | 1033 | C&I | OBSOLETE | 1 | 0.0208 | 1 | 0 | 2080 | 2080
Non Moving Item | M9444372368 | THERMOWELL,250MM,3/4IN,12MM,SS316 | NO | 2 | 4160 | ZSPR | 1998-04-01 | 1998-04-01 | 0.0416 | 9771 | 1033 | C&I | OBSOLETE | 2 | 0.0416 | 2 | 0 | 2080 | 4160
Non Moving Item | M9446020326 | CHARGER SNUBBER,HI-REL,H7 | NO | 6 | 4054.06 | ZSPR | 2009-10-21 | 2008-08-04 | 0.040541 | 5993 | 1033 | C&I | OBSOLETE | 6 | 0.040541 | 6 | 0 | 675.68 | 4054.08
Non Moving Item | M9446030352 | ALARM FUSE,TURBINE | NO | 25 | 260 | ZSPR | 1998-04-01 | 1998-04-01 | 0.0026 | 9771 | 1033 | C&I | OBSOLETE | 25 | 0.0026 | 25 | 0 | 10.4 | 260
Non Moving Item | M9446091030 | FUSE,TATA LIEBERT LTD | NO | 5 | 5623.75 | ZSPR | 2005-12-22 | 2011-09-30 | 0.056238 | 4841 | 1033 | C&I | OBSOLETE | 5 | 0.056238 | 5 | 0 | 1124.75 | 5623.75
Non Moving Item | M9446091067 | UPS IGBT/TATA LIEBERT | NO | 3 | 128386.5 | ZSPR | 2005-12-22 | 2011-10-22 | 1.2839 | 4819 | 1033 | C&I | OBSOLETE | 3 | 1.2839 | 3 | 0 | 42795.5 | 128386.5
Non Moving Item | M9446091076 | UPS STATIC SWCH/TATA LIEBERT | NO | 4 | 156285 | ZSPR | 2005-12-22 | 2005-12-22 | 1.5629 | 6949 | 1033 | C&I | OBSOLETE | 4 | 1.5629 | 4 | 0 | 39071.25 | 156285
Non Moving Item | M9446091085 | UPS CHARGER/TATA LIEBERT | NO | 4 | 156285 | ZSPR | 2005-12-22 | 2005-12-22 | 1.5629 | 6949 | 1033 | C&I | OBSOLETE | 4 | 1.5629 | 4 | 0 | 39071.25 | 156285
Non Moving Item | M9446091094 | UPS STATIC SWCH TATA LIEBERT | NO | 1 | 50542 | ZSPR | 2005-12-22 | 2005-12-22 | 0.50542 | 6949 | 1033 | C&I | OBSOLETE | 1 | 0.50542 | 1 | 0 | 50542 | 50542
Non Moving Item | M9446091128 | CURRENT TRANSFORMER,TATA LIEBERT LTD | NO | 2 | 477 | ZSPR | 2005-12-21 | 2005-12-21 | 0.00477 | 6950 | 1033 | C&I | OBSOLETE | 2 | 0.00477 | 2 | 0 | 238.5 | 477
Non Moving Item | M9446091137 | CURRENT TRANSFORMER,TATA LIEBERT LTD | NO | 2 | 477 | ZSPR | 2005-12-21 | 2005-12-21 | 0.00477 | 6950 | 1033 | C&I | OBSOLETE | 2 | 0.00477 | 2 | 0 | 238.5 | 477
Non Moving Item | M9446091146 | CURRENT TRANSFORMER,TATA LIEBERT LTD | NO | 2 | 477 | ZSPR | 2005-12-21 | 2005-12-21 | 0.00477 | 6950 | 1033 | C&I | OBSOLETE | 2 | 0.00477 | 2 | 0 | 238.5 | 477
Non Moving Item | M9446091155 | CURRENT TRANSFORMER,TATA LIEBERT LTD | NO | 2 | 477 | ZSPR | 2005-12-21 | 2005-12-21 | 0.00477 | 6950 | 1033 | C&I | OBSOLETE | 2 | 0.00477 | 2 | 0 | 238.5 | 477
Non Moving Item | M9446091173 | UPS BYPASS ISOLATOR/TATA LIEBERT | NO | 1 | 122492 | ZSPR | 2005-12-22 | 2005-12-22 | 1.2249 | 6949 | 1033 | C&I | OBSOLETE | 1 | 1.2249 | 1 | 0 | 122492 | 122492
Non Moving Item | M9446091182 | UPS INPUT ISOLATOR/TATA LIEBERT | NO | 1 | 122491 | ZSPR | 2005-12-22 | 2005-12-22 | 1.2249 | 6949 | 1033 | C&I | OBSOLETE | 1 | 1.2249 | 1 | 0 | 122491 | 122491
Non Moving Item | M9446091191 | CIRCUIT BREAKER,TATA LIEBERT,UPS | NO | 1 | 122491 | ZSPR | 2005-12-22 | 2005-12-22 | 1.2249 | 6949 | 1033 | C&I | OBSOLETE | 1 | 1.2249 | 1 | 0 | 122491 | 122491
Non Moving Item | M9446091225 | MANUAL BYPASS SWITCH,TATA LIEBERT,UPS | NO | 1 | 101084 | ZSPR | 2005-12-22 | 2005-12-22 | 1.0108 | 6949 | 1033 | C&I | OBSOLETE | 1 | 1.0108 | 1 | 0 | 101084 | 101084
Non Moving Item | M9446250045 | THERMOCOUPLE,TRIPLEX,200MM,10000MM | NO | 2 | 6620.09 | ZSPR | 1998-04-01 | 1998-04-01 | 0.066201 | 9771 | 1033 | C&I | OBSOLETE | 2 | 0.066201 | 2 | 0 | 3310.05 | 6620.1
Non Moving Item | M9446276009 | RTD,PT100,SIMPLEX,4MM,25MM,F/TG BRG | NO | 2 | 4932.78 | ZSPR | 1998-04-01 | 1998-04-01 | 0.049328 | 9771 | 1033 | C&I | OBSOLETE | 2 | 0.049328 | 2 | 0 | 2466.39 | 4932.78
Non Moving Item | M9447101011 | WEIGHERS/SIZE- 100 TURN, 100 OHM | NO | 1 | 1535.19 | ZSPR | 1998-04-01 | 1998-04-01 | 0.015352 | 9771 | 1033 | C&I | OBSOLETE | 1 | 0.015352 | 1 | 0 | 1535.19 | 1535.19
Non Moving Item | M9447102175 | WEIGHERSSIMULATED LOCAL /SIZE- LOAD CELL | NO | 1 | 4508.94 | ZSPR | 1998-04-01 | 1998-04-01 | 0.045089 | 9771 | 1033 | C&I | OBSOLETE | 1 | 0.045089 | 1 | 0 | 4508.94 | 4508.94
Non Moving Item | M9447128357 | WEIGHERSCAPACITOR /SIZE- 100MF | NO | 6 | 443.04 | ZSPR | 1998-04-01 | 2002-04-09 | 0.0044304 | 8302 | 1033 | C&I | OBSOLETE | 6 | 0.0044304 | 6 | 0 | 73.84 | 443.04
Non Moving Item | M9447128506 | WEIGHERSNO- CAPACITOR /SIZE- 4000 MFD | NO | 8 | 1056.64 | ZSPR | 1998-04-01 | 2002-04-09 | 0.010566 | 8302 | 1033 | C&I | OBSOLETE | 8 | 0.010566 | 8 | 0 | 132.08 | 1056.64
Non Moving Item | M9452020022 | SWITCH,FLW,3-4.5LPM,VH 115,LITERBEREICH | NO | 1 | 3202.41 | ZSPR | 1998-04-01 | 1998-04-01 | 0.032024 | 9771 | 1033 | C&I | OBSOLETE | 1 | 0.032024 | 1 | 0 | 3202.41 | 3202.41
Non Moving Item | M9452030030 | SWITCH,FLW,2-12LPM,HR 20 MI,SWITZER | NO | 1 | 4357.91 | ZSPR | 1998-04-01 | 1998-04-01 | 0.043579 | 9771 | 1033 | C&I | OBSOLETE | 1 | 0.043579 | 1 | 0 | 4357.91 | 4357.91
Non Moving Item | M9452040048 | FLOW SWITCH FQS-W30G AC PLANT LUB WATER | NO | 1 | 19254 | ZSPR | 1998-04-01 | 1998-04-01 | 0.19254 | 9771 | 1033 | C&I | OBSOLETE | 1 | 0.19254 | 1 | 0 | 19254 | 19254
Non Moving Item | M9452050083 | SWITCH,FLW,0-2500KG/CM2,ITT BARTON | NO | 7 | 36624 | ZSPR | 1998-04-01 | 2002-03-19 | 0.36624 | 8323 | 1033 | C&I | OBSOLETE | 7 | 0.36624 | 7 | 0 | 5232 | 36624
Non Moving Item | M9452050135 | FLOW SWITCH ITT BARTON/M.NO: 322 CC PUMP | NO | 6 | 35900.31 | ZSPR | 1998-04-01 | 2001-11-27 | 0.359 | 8435 | 1033 | C&I | OBSOLETE | 6 | 0.359 | 6 | 0 | 5983.39 | 35900.34
Non Moving Item | M9452100100 | SWITCH,FLW,0-10000L/HR,KE3-1,HEINRICH | NO | 2 | 82282.65 | ZSPR | 1998-04-01 | 1998-04-01 | 0.82283 | 9771 | 1033 | C&I | OBSOLETE | 2 | 0.82283 | 2 | 0 | 41141.33 | 82282.66
Non Moving Item | M9452608001 | IND,DIGI,FLOW CUM TOTALIZER,UPTO 9999 | NO | 4 | 24969.33 | ZSPR | 2014-09-29 | 2015-12-04 | 0.24969 | 3315 | 1033 | C&I | OBSOLETE | 4 | 0.24969 | 4 | 0 | 6242.33 | 24969.32
Non Moving Item | M9458211189 | Deleted SWITCH SPPR.SWITCH17SG-AA2-M4C2A | SET | 1 | 21951.49 | ZSPR | 1998-04-01 | 1998-04-01 | 0.21951 | 9771 | 1033 | C&I | OBSOLETE | 1 | 0.21951 | 1 | 0 | 21951.49 | 21951.49
Non Moving Item | M9463046017 | INDICATOR,LONG FLANGE | NO | 10 | 95423 | ZSPR | 2013-09-10 |  | 0.95423 | 4130 | 1033 | C&I | OBSOLETE | 10 | 0.95423 | 10 | 0 | 9542.3 | 95423
Non Moving Item | M9463176149 | RECT INDICATOR,2F212,HONEYWELL | NO | 10 | 69569.93 | ZSPR | 2013-09-10 |  | 0.6957 | 4130 | 1033 | C&I | OBSOLETE | 10 | 0.6957 | 10 | 0 | 6956.99 | 69569.9
Non Moving Item | M9463176228 | SELECTOR SWITCH,FE12991 | NO | 2 | 16917 | ZSPR | 2005-12-22 | 2005-12-22 | 0.16917 | 6949 | 1033 | C&I | OBSOLETE | 2 | 0.16917 | 2 | 0 | 8458.5 | 16917
Non Moving Item | M9463176269 | OPERATING INDICATOR,LONG FLANGE,2C-206 | NO | 10 | 83035.07 | ZSPR | 2013-09-10 |  | 0.83035 | 4130 | 1033 | C&I | OBSOLETE | 10 | 0.83035 | 10 | 0 | 8303.51 | 83035.1
Non Moving Item | M9463235350 | CARD,CONSOLE,D-984-0581 | NO | 5 | 66254.4 | ZSPR | 1998-04-01 | 2013-06-07 | 0.66254 | 4225 | 1033 | C&I | OBSOLETE | 5 | 0.66254 | 5 | 0 | 13250.88 | 66254.4
Non Moving Item | M9463550512 | PICO FUSE,FLAME SCANNER,57-38 | NO | 50 | 4388 | ZSPR | 1998-04-01 | 1998-04-01 | 0.04388 | 9771 | 1033 | C&I | OBSOLETE | 50 | 0.04388 | 50 | 0 | 87.76 | 4388
Non Moving Item | M9463550521 | PICO FUSE,FLAME SCANNER,57-5 | NO | 25 | 2194 | ZSPR | 1998-04-01 | 1998-04-01 | 0.02194 | 9771 | 1033 | C&I | OBSOLETE | 25 | 0.02194 | 25 | 0 | 87.76 | 2194
Non Moving Item | M9463762593 | PISTON SEAL KIT,0670.0012.01 | NO | 3 | 12120.31 | ZSPR | 1998-04-01 | 2012-09-17 | 0.1212 | 4488 | 1033 | EMD | OBSOLETE | 3 | 0.1212 | 3 | 0 | 4040.1 | 12120.3
Non Moving Item | M9463763602 | DIAPHRAGM,ACTUATOR,96405109 | NO | 2 | 1671.98 | ZSPR | 1998-04-01 | 1998-04-01 | 0.01672 | 9771 | 1033 | C&I | OBSOLETE | 2 | 0.01672 | 2 | 0 | 835.99 | 1671.98
Non Moving Item | M9463763620 | ACTUATOR DIAPHRAGM,96405119 | NO | 1 | 2041.56 | ZSPR | 1998-04-01 | 2001-07-16 | 0.020416 | 8569 | 1033 | C&I | OBSOLETE | 1 | 0.020416 | 1 | 0 | 2041.56 | 2041.56
Non Moving Item | M9463767640 | SEAL KIT,96405130,FLAME SCANNER | NO | 3 | 2507.01 | ZSPR | 1998-04-01 | 1998-04-01 | 0.02507 | 9771 | 1033 | C&I | OBSOLETE | 3 | 0.02507 | 3 | 0 | 835.67 | 2507.01
Non Moving Item | M9463864772 | GASKET CAP,A9840474,FLAME SCANNER | NO | 21 | 3089.32 | ZSPR | 1998-04-01 | 1998-04-01 | 0.030893 | 9771 | 1033 | C&I | OBSOLETE | 21 | 0.030893 | 21 | 0 | 147.11 | 3089.31
Non Moving Item | M9463870548 | CABLE,SBO-MO2-SM-A3U-455-0,FLAME SCANNER | NO | 9 | 23227.56 | ZSPR | 1998-04-01 | 1998-04-01 | 0.23228 | 9771 | 1033 | C&I | OBSOLETE | 9 | 0.23228 | 9 | 0 | 2580.84 | 23227.56
Non Moving Item | M9463874735 | COMPRESSION SPRING,HT-A-987-026,HT INDIA | NO | 2 | 259.14 | ZSPR | 1998-04-01 | 2012-09-17 | 0.0025914 | 4488 | 1033 | C&I | OBSOLETE | 2 | 0.0025914 | 2 | 0 | 129.57 | 259.14
Non Moving Item | M9463875729 | CONNECTOR,A-9840478,FLAME SCANNER | NO | 2 | 6086.16 | ZSPR | 1998-04-01 | 2015-09-10 | 0.060862 | 3400 | 1033 | C&I | OBSOLETE | 2 | 0.060862 | 2 | 0 | 3043.08 | 6086.16
Non Moving Item | M9463875747 | CONNECTOR,MS-3470-L-145PN,FLAME SCANNER | NO | 16 | 39752.64 | ZSPR | 1998-04-01 | 1998-04-01 | 0.39753 | 9771 | 1033 | C&I | OBSOLETE | 16 | 0.39753 | 16 | 0 | 2484.54 | 39752.64
Non Moving Item | M9463875756 | CONNECTOR,FLAME SCANNER | NO | 25 | 963 | ZSPR | 1998-04-01 | 1998-04-01 | 0.00963 | 9771 | 1033 | C&I | OBSOLETE | 25 | 0.00963 | 25 | 0 | 38.52 | 963
Non Moving Item | M9463879961 | VOLTAGE PROTECTOR,FLAME SCANNER | NO | 15 | 19221 | ZSPR | 1998-04-01 | 1998-04-01 | 0.19221 | 9771 | 1033 | C&I | OBSOLETE | 15 | 0.19221 | 15 | 0 | 1281.4 | 19221
Non Moving Item | M9463880972 | WIRING ARM,FLAME SCANNER,1771-WA | NO | 2 | 936.96 | ZSPR | 1998-04-01 | 1998-04-01 | 0.0093696 | 9771 | 1033 | C&I | OBSOLETE | 2 | 0.0093696 | 2 | 0 | 468.48 | 936.96
Non Moving Item | M9463880981 | WIRING ARM,FLAME SCANNER,1771-WG | NO | 2 | 2108.16 | ZSPR | 1998-04-01 | 1998-04-01 | 0.021082 | 9771 | 1033 | C&I | OBSOLETE | 2 | 0.021082 | 2 | 0 | 1054.08 | 2108.16
Non Moving Item | M9463881780 | HARDWARE GASKET,FLAME SCANNER | NO | 3 | 86.4 | ZSPR | 1998-04-01 | 1998-04-01 | 0.000864 | 9771 | 1033 | C&I | OBSOLETE | 3 | 0.000864 | 3 | 0 | 28.8 | 86.4
Non Moving Item | M9463883801 | PLUG,BHEL,FLAME SCANNER,4-651-02-00103 | NO | 20 | 108 | ZSPR | 1998-04-01 | 1998-04-01 | 0.00108 | 9771 | 1033 | C&I | OBSOLETE | 20 | 0.00108 | 20 | 0 | 5.4 | 108
Non Moving Item | M9463887849 | CONNECTOR,BHEL,FLAME SCANNER | NO | 20 | 8208 | ZSPR | 1998-04-01 | 1998-04-01 | 0.08208 | 9771 | 1033 | C&I | OBSOLETE | 20 | 0.08208 | 20 | 0 | 410.4 | 8208
Non Moving Item | M9463888851 | MOUNTING PLATE,FLAME SCANNER,A-984-0472 | NO | 4 | 6683.85 | ZSPR | 1998-04-01 | 1998-04-01 | 0.066839 | 9771 | 1033 | C&I | OBSOLETE | 4 | 0.066839 | 4 | 0 | 1670.96 | 6683.84
Non Moving Item | M9463889863 | PROTECTOR PLATE,B-984-0316,FLAME SCANNER | NO | 4 | 2105.76 | ZSPR | 1998-04-01 | 1998-04-01 | 0.021058 | 9771 | 1033 | C&I | OBSOLETE | 4 | 0.021058 | 4 | 0 | 526.44 | 2105.76
Non Moving Item | M9463890874 | PLUG,A-987-030,FLAME SCANNER | NO | 4 | 4097.15 | ZSPR | 1998-04-01 | 1998-04-01 | 0.040971 | 9771 | 1033 | C&I | OBSOLETE | 4 | 0.040971 | 4 | 0 | 1024.29 | 4097.16
Non Moving Item | M9463891886 | RETAINER NUT,0570.0001.01,FLAME SCANNER | NO | 2 | 3327.26 | ZSPR | 1998-04-01 | 1998-04-01 | 0.033273 | 9771 | 1033 | C&I | OBSOLETE | 2 | 0.033273 | 2 | 0 | 1663.63 | 3327.26
Non Moving Item | M9463892898 | ROD BUSHING SEAL KIT,0670.0011.01 | NO | 10 | 10338.53 | ZSPR | 1998-04-01 | 1998-04-01 | 0.10339 | 9771 | 1033 | C&I | OBSOLETE | 10 | 0.10339 | 10 | 0 | 1033.85 | 10338.5
Non Moving Item | M9463893907 | SCANNER AIR PRE HEATER,NB10096170109 | NO | 2 | 1799.74 | ZSPR | 1998-04-01 | 2014-11-25 | 0.017997 | 3689 | 1033 | C&I | OBSOLETE | 2 | 0.017997 | 2 | 0 | 899.87 | 1799.74
Non Moving Item | M9463894919 | SPACER,A-984-0475 | NO | 4 | 1540.8 | ZSPR | 1998-04-01 | 2012-09-17 | 0.015408 | 4488 | 1033 | C&I | OBSOLETE | 4 | 0.015408 | 4 | 0 | 385.2 | 1540.8
Non Moving Item | M9463896933 | TERMINAL STRIP BOX,20-WAY,10MM2 | NO | 12 | 4320 | ZSPR | 1998-04-01 | 1998-04-01 | 0.0432 | 9771 | 1033 | C&I | OBSOLETE | 12 | 0.0432 | 12 | 0 | 360 | 4320
Non Moving Item | M9463898957 | TIME TOTALIZER,TT5/H 23V AC | NO | 5 | 8100 | ZSPR | 1998-04-01 | 1998-04-01 | 0.081 | 9771 | 1033 | C&I | OBSOLETE | 5 | 0.081 | 5 | 0 | 1620 | 8100
Non Moving Item | M9464661745 | Deleted RELAYLOAD SHEDDING RELAY7UD 2050 | NO | 2 | 3244.8 | ZSPR | 1998-04-01 | 1998-04-01 | 0.032448 | 9771 | 1033 | C&I | OBSOLETE | 2 | 0.032448 | 2 | 0 | 1622.4 | 3244.8
Non Moving Item | M9467426027 | "CABLE ASSY#2X5992;MOTION MONIT;STOCK36" | NO | 4 | 29726.33 | ZSPR | 1998-04-01 | 1998-04-01 | 0.29726 | 9771 | 1033 | C&I | OBSOLETE | 4 | 0.29726 | 4 | 0 | 7431.58 | 29726.32
Non Moving Item | M9467940948 | GRAVMETRIC CABLE ASSY :PART (W2)C15476-1 | NO | 4 | 59864.27 | ZSPR | 1998-04-01 | 1998-04-01 | 0.59864 | 9771 | 1033 | C&I | OBSOLETE | 4 | 0.59864 | 4 | 0 | 14966.07 | 59864.28
Non Moving Item | M9467960964 | GRAVMETRIC FEEDERS CABLE X9632-1 | NO | 1 | 11113.08 | ZSPR | 1998-04-01 | 1998-04-01 | 0.11113 | 9771 | 1033 | C&I | OBSOLETE | 1 | 0.11113 | 1 | 0 | 11113.08 | 11113.08
Non Moving Item | M9467996084 | OVERLOAD RELAY,FE7750,STOCK,193EECB | NO | 4 | 23959.24 | ZSPR | 1998-04-01 | 1998-04-01 | 0.23959 | 9771 | 1033 | C&I | OBSOLETE | 4 | 0.23959 | 4 | 0 | 5989.81 | 23959.24
Non Moving Item | M9470009733 | PNEU AIR CYL,SCDA0000NB063150YP2,NELES | NO | 4 | 21951.45 | ZSPR | 1998-04-01 | 1998-04-01 | 0.21951 | 9771 | 1033 | C&I | OBSOLETE | 4 | 0.21951 | 4 | 0 | 5487.86 | 21951.44
Non Moving Item | M9470020088 | O-RING,50A,ACTUATOR,A-II-16 4.1.35-4 CO+ | NO | 1 | 16189.43 | ZSPR | 1998-04-01 | 1998-04-01 | 0.16189 | 9771 | 1033 | EMD | OBSOLETE | 1 | 0.16189 | 1 | 0 | 16189.43 | 16189.43
Non Moving Item | M9470020112 | POWER CYLINDER,9420030/09,ACTUATOR | NO | 1 | 7195.3 | ZSPR | 1998-04-01 | 1998-04-01 | 0.071953 | 9771 | 1033 | C&I | OBSOLETE | 1 | 0.071953 | 1 | 0 | 7195.3 | 7195.3
Non Moving Item | M9470020219 | POWER CYLINDER,ACTUATOR,CETOD 100 | NO | 1 | 1500 | ZSPR | 1998-04-01 | 1998-04-01 | 0.015 | 9771 | 1033 | C&I | OBSOLETE | 1 | 0.015 | 1 | 0 | 1500 | 1500
Non Moving Item | M9470020228 | POWER CYLINDER,ACTUATOR,CETOD 80 | NO | 1 | 1500 | ZSPR | 1998-04-01 | 1998-04-01 | 0.015 | 9771 | 1033 | C&I | OBSOLETE | 1 | 0.015 | 1 | 0 | 1500 | 1500
Non Moving Item | M9470020237 | POWER CYLINDER,ACTUATOR,CETOD 50 | NO | 1 | 1500 | ZSPR | 1998-04-01 | 1998-04-01 | 0.015 | 9771 | 1033 | C&I | OBSOLETE | 1 | 0.015 | 1 | 0 | 1500 | 1500
Non Moving Item | M9470020431 | ACTUATOR,PNEU,AT315UA,AIRTORQUE | NO | 11 | 5109.04 | ZSPR | 1998-04-01 | 2001-09-19 | 0.05109 | 8504 | 1033 | C&I | OBSOLETE | 11 | 0.05109 | 11 | 0 | 464.46 | 5109.06
Non Moving Item | M9470021504 | POWER CYLINDER,SCHRADER,ACTUATOR,52112-6 | NO | 2 | 1560.63 | ZSPR | 1998-04-01 | 2006-10-09 | 0.015606 | 6658 | 1033 | C&I | OBSOLETE | 2 | 0.015606 | 2 | 0 | 780.32 | 1560.64
Non Moving Item | M9470021513 | SEAL KIT,SAO-MO2-SI-A3L-464-0,ACTUATOR | NO | 1 | 91.03 | ZSPR | 1998-04-01 | 1998-04-01 | 0.0009103 | 9771 | 1033 | C&I | OBSOLETE | 1 | 0.0009103 | 1 | 0 | 91.03 | 91.03
Non Moving Item | M9470031363 | POSITIONER,4613,ACTUATOR | NO | 2 | 5661 | ZSPR | 1998-04-01 | 1998-04-01 | 0.05661 | 9771 | 1033 | C&I | OBSOLETE | 2 | 0.05661 | 2 | 0 | 2830.5 | 5661
Non Moving Item | M9470031521 | SEAL KIT,258033A4,ACTUATOR | NO | 3 | 13473.28 | ZSPR | 1998-04-01 | 1998-04-01 | 0.13473 | 9771 | 1033 | EMD | OBSOLETE | 3 | 0.13473 | 3 | 0 | 4491.09 | 13473.27
Non Moving Item | M9470031549 | DIAPHRAGM,40-2E67000220,FISHER,ACTUATOR | NO | 8 | 3659.82 | ZSPR | 1998-04-01 | 1998-04-01 | 0.036598 | 9771 | 1033 | C&I | OBSOLETE | 8 | 0.036598 | 8 | 0 | 457.48 | 3659.84
Non Moving Item | M9470031576 | DIAPHRAGM,136,ACTUATOR | NO | 1 | 27.72 | ZSPR | 1998-04-01 | 1998-04-01 | 0.0002772 | 9771 | 1033 | C&I | OBSOLETE | 1 | 0.0002772 | 1 | 0 | 27.72 | 27.72
Non Moving Item | M9470041265 | SEAL,SAO-M11-SM-A2V-079-0,ACTUATOR | NO | 27 | 867.97 | ZSPR | 2005-12-05 | 2018-10-13 | 0.0086797 | 2271 | 1033 | EMD | OBSOLETE | 27 | 0.0086797 | 27 | 0 | 32.15 | 868.05
Non Moving Item | M9470041274 | SEAL,SAO-M11-SM-A2V-048-0,ACTUATOR | NO | 49 | 2081.5 | ZSPR | 2005-12-05 | 2005-12-05 | 0.020815 | 6966 | 1033 | EMD | OBSOLETE | 49 | 0.020815 | 49 | 0 | 42.48 | 2081.52
Non Moving Item | M9470041317 | SEAL,SAO-M11-SM-A2V-055,ACTUATOR | NO | 34 | 1092.99 | ZSPR | 2005-12-05 | 2015-05-27 | 0.01093 | 3506 | 1033 | EMD | OBSOLETE | 34 | 0.01093 | 34 | 0 | 32.15 | 1093.1
Non Moving Item | M9470051361 | O-RING,4613,PNEU ACTUATOR,F/POSITIONER | NO | 2 | 104 | ZSPR | 1998-04-01 | 1998-04-01 | 0.00104 | 9771 | 1033 | C&I | OBSOLETE | 2 | 0.00104 | 2 | 0 | 52 | 104
Non Moving Item | M9470061670 | SPIRAL GASKET,28609944,FISHER,ACTUATOR | NO | 1 | 2549.2 | ZSPR | 1998-04-01 | 1998-04-01 | 0.025492 | 9771 | 1033 | C&I | OBSOLETE | 1 | 0.025492 | 1 | 0 | 2549.2 | 2549.2
Non Moving Item | M9470061689 | SPIRAL GASKET,IR28609944,FISHER,ACTUATOR | NO | 4 | 7081.12 | ZSPR | 1998-04-01 | 1998-04-01 | 0.070811 | 9771 | 1033 | C&I | OBSOLETE | 4 | 0.070811 | 4 | 0 | 1770.28 | 7081.12
Non Moving Item | M9470061698 | SPIRAL GASKET,IR30999944,FISHER,ACTUATOR | NO | 2 | 4673.54 | ZSPR | 1998-04-01 | 1998-04-01 | 0.046735 | 9771 | 1033 | C&I | OBSOLETE | 2 | 0.046735 | 2 | 0 | 2336.77 | 4673.54
Non Moving Item | M9470061704 | SPIRAL GASKET,IR 30999928,ACTUATOR | NO | 3 | 1911.9 | ZSPR | 1998-04-01 | 1998-04-01 | 0.019119 | 9771 | 1033 | C&I | OBSOLETE | 3 | 0.019119 | 3 | 0 | 637.3 | 1911.9
Non Moving Item | M9470061713 | GASKET KIT,14/20826,ACTUATOR | NO | 1 | 2399.49 | ZSPR | 1998-04-01 | 1998-04-01 | 0.023995 | 9771 | 1033 | C&I | OBSOLETE | 1 | 0.023995 | 1 | 0 | 2399.49 | 2399.49
Non Moving Item | M9470062266 | GASKET,IR30980402,FISHER,ACTUATOR | NO | 3 | 212.43 | ZSPR | 1998-04-01 | 1998-04-01 | 0.0021243 | 9771 | 1033 | C&I | OBSOLETE | 3 | 0.0021243 | 3 | 0 | 70.81 | 212.43
Non Moving Item | M9470062275 | GASKET KIT,IR 31000402,ACTUATOR | NO | 3 | 212.43 | ZSPR | 1998-04-01 | 1998-04-01 | 0.0021243 | 9771 | 1033 | C&I | OBSOLETE | 3 | 0.0021243 | 3 | 0 | 70.81 | 212.43
Non Moving Item | M9470062284 | GASKET KIT,IR 31000402,ACTUATOR | NO | 3 | 212.43 | ZSPR | 1998-04-01 | 1998-04-01 | 0.0021243 | 9771 | 1033 | C&I | OBSOLETE | 3 | 0.0021243 | 3 | 0 | 70.81 | 212.43
Non Moving Item | M9470110484 | SEAL KIT,ROTORK CONTROLS,ACTUATOR | SET | 4 | 3360 | ZSPR | 1999-11-16 | 2000-11-03 | 0.0336 | 8824 | 1033 | C&I | OBSOLETE | 4 | 0.0336 | 4 | 0 | 840 | 3360
Non Moving Item | M9470111742 | SEAL KIT,ACTUATOR,15/100 | NO | 2 | 5337.93 | ZSPR | 1998-04-01 | 1998-04-01 | 0.053379 | 9771 | 1033 | C&I | OBSOLETE | 2 | 0.053379 | 2 | 0 | 2668.97 | 5337.94
Non Moving Item | M9470111760 | SEAL KIT,256110A1,ACTUATOR | NO | 1 | 1564.94 | ZSPR | 1998-04-01 | 1998-04-01 | 0.015649 | 9771 | 1033 | C&I | OBSOLETE | 1 | 0.015649 | 1 | 0 | 1564.94 | 1564.94
Non Moving Item | M9470111779 | SEAL KIT,256110A1,ACTUATOR | NO | 2 | 17964.37 | ZSPR | 1998-04-01 | 1998-04-01 | 0.17964 | 9771 | 1033 | EMD | OBSOLETE | 2 | 0.17964 | 2 | 0 | 8982.19 | 17964.38
Non Moving Item | M9470112462 | PA:SPARE SEAL KIT:SEAL&O-RING | NO | 2995 | 17984.8 | ZSPR | 1999-06-09 | 1998-04-01 | 0.17985 | 9771 | 1033 | C&I | OBSOLETE | 2995 | 0.17985 | 2995 | 0 | 6 | 17970
Non Moving Item | M9470121617 | CUP SEAL,SAO-MO2-SI-A3L-464-0,ACTUATOR | NO | 40 | 1959.16 | ZSPR | 1999-05-15 | 1999-11-09 | 0.019592 | 9184 | 1033 | C&I | OBSOLETE | 40 | 0.019592 | 40 | 0 | 48.98 | 1959.2
Non Moving Item | M9470150541 | VALVE HANDLE,M160/150/G/SPL/NC/32 | NO | 1 | 7039.16 | ZSPR | 2000-03-25 | 2002-12-03 | 0.070392 | 8064 | 1033 | C&I | OBSOLETE | 1 | 0.070392 | 1 | 0 | 7039.16 | 7039.16
Non Moving Item | M9470161862 | NOZZLE INJECTOR,96563503,FISHER,ACTUATOR | NO | 2 | 1557.84 | ZSPR | 1998-04-01 | 1998-04-01 | 0.015578 | 9771 | 1033 | C&I | OBSOLETE | 2 | 0.015578 | 2 | 0 | 778.92 | 1557.84
| M9470161871 | POSITIONER,FISHER,ACTUATOR,3560 | NO | 1 | 500 | ZSPR | 1998-04-01 | 1998-04-01 |  |  |  | C&I | OBSOLETE | 1 | 0.005 | 0 | 1 | 500 | 0
Non Moving Item | M9470170576 | SPARE PARTS KIT,PNEUMATIC ACTUATOR,R100 | NO | 1 | 2156.1 | ZSPR | 1998-04-01 | 1998-04-01 | 0.021561 | 9771 | 1033 | C&I | OBSOLETE | 1 | 0.021561 | 1 | 0 | 2156.1 | 2156.1
Non Moving Item | M9470170585 | SPARE PARTS KIT,PNEUMATIC ACTUATOR,R50 | NO | 2 | 2588.04 | ZSPR | 1998-04-01 | 1998-04-01 | 0.02588 | 9771 | 1033 | C&I | OBSOLETE | 2 | 0.02588 | 2 | 0 | 1294.02 | 2588.04
Non Moving Item | M9470200011 | DIAPHRAGM PLATE,CCI-AG,ACTUATOR,BV 800 | NO | 8 | 3055.15 | ZSPR | 1998-04-01 | 1998-04-01 | 0.030552 | 9771 | 1033 | C&I | OBSOLETE | 8 | 0.030552 | 8 | 0 | 381.89 | 3055.12
Non Moving Item | M9470251897 | SPRING,5313885,ACTUATOR | NO | 3 | 168.42 | ZSPR | 1998-04-01 | 1998-04-01 | 0.0016842 | 9771 | 1033 | C&I | OBSOLETE | 3 | 0.0016842 | 3 | 0 | 56.14 | 168.42
Non Moving Item | M9470251903 | SPRING,5313887,ACTUATOR | NO | 3 | 484.2 | ZSPR | 1998-04-01 | 1998-04-01 | 0.004842 | 9771 | 1033 | C&I | OBSOLETE | 3 | 0.004842 | 3 | 0 | 161.4 | 484.2
Non Moving Item | M9470251912 | SPRING KIT,5327328,ACTUATOR | NO | 4 | 2133.27 | ZSPR | 1998-04-01 | 1998-04-01 | 0.021333 | 9771 | 1033 | C&I | OBSOLETE | 4 | 0.021333 | 4 | 0 | 533.32 | 2133.28
Non Moving Item | M9470252049 | SPRING BUTTON,ACTUATOR | NO | 1 | 122.73 | ZSPR | 1998-04-01 | 1998-04-01 | 0.0012273 | 9771 | 1033 | C&I | OBSOLETE | 1 | 0.0012273 | 1 | 0 | 122.73 | 122.73
Non Moving Item | M9470252058 | SPRING,ACTUATOR,106,MASONEILAN | NO | 1 | 266.81 | ZSPR | 1998-04-01 | 1998-04-01 | 0.0026681 | 9771 | 1033 | C&I | OBSOLETE | 1 | 0.0026681 | 1 | 0 | 266.81 | 266.81
Non Moving Item | M9470260705 | BOTTOM PLATE,ACTUATOR | NO | 3 | 921 | ZSPR | 1998-04-01 | 1998-04-01 | 0.00921 | 9771 | 1033 | C&I | OBSOLETE | 3 | 0.00921 | 3 | 0 | 307 | 921
Non Moving Item | M9470380007 | LINKAGE ASSY,1U909646332,FISHER,ACTUATOR | NO | 3 | 275.4 | ZSPR | 1998-04-01 | 1998-04-01 | 0.002754 | 9771 | 1033 | C&I | OBSOLETE | 3 | 0.002754 | 3 | 0 | 91.8 | 275.4
Non Moving Item | M9470410537 | VALVE,CTRL,AC 95031 1/4 | NO | 20 | 3287.6 | ZSPR | 1998-04-01 | 2010-02-13 | 0.032876 | 5435 | 1033 | C&I | OBSOLETE | 20 | 0.032876 | 20 | 0 | 164.38 | 3287.6
Non Moving Item | M9470411840 | GASKET,FISHER,VALVE,POSITIONER,3560 | NO | 3 | 212.44 | ZSPR | 1998-04-01 | 1998-04-01 | 0.0021244 | 9771 | 1033 | C&I | OBSOLETE | 3 | 0.0021244 | 3 | 0 | 70.81 | 212.43
Non Moving Item | M9470411992 | FORCE BALANCE SPRING,114,ACTUATOR | NO | 1 | 1120.62 | ZSPR | 1998-04-01 | 1998-04-01 | 0.011206 | 9771 | 1033 | C&I | OBSOLETE | 1 | 0.011206 | 1 | 0 | 1120.62 | 1120.62
Non Moving Item | M9470412010 | GROMMET PLATE,ACTUATOR | NO | 2 | 384.21 | ZSPR | 1998-04-01 | 1998-04-01 | 0.0038421 | 9771 | 1033 | C&I | OBSOLETE | 2 | 0.0038421 | 2 | 0 | 192.11 | 384.22
Non Moving Item | M9470412029 | MOVEMENT ASSY,CONTROL VALVE,F550 | NO | 1 | 500 | ZSPR | 1998-04-01 | 1998-04-01 | 0.005 | 9771 | 1033 | C&I | OBSOLETE | 1 | 0.005 | 1 | 0 | 500 | 500
Non Moving Item | M9470412038 | SHUTTER,ACTUATOR,247/3002,CONTROL V/V | NO | 1 | 4044.2 | ZSPR | 1998-04-01 | 1998-04-01 | 0.040442 | 9771 | 1033 | C&I | OBSOLETE | 1 | 0.040442 | 1 | 0 | 4044.2 | 4044.2
Non Moving Item | M9470430997 | POWER CYLINDER,ACTUATOR | NO | 15 | 4500 | ZSPR | 1998-04-01 | 1998-04-01 | 0.045 | 9771 | 1033 | C&I | OBSOLETE | 15 | 0.045 | 15 | 0 | 300 | 4500
Non Moving Item | M9470432090 | PNUMATIC ACTUTOR LEVISCLERIS 5311681A1 | NO | 1 | 6876.98 | ZSPR | 1998-04-01 | 1998-04-01 | 0.06877 | 9771 | 1033 | C&I | OBSOLETE | 1 | 0.06877 | 1 | 0 | 6876.98 | 6876.98
Non Moving Item | M9470432106 | PNUMATIC ACTUTOR LEVISCLERIS 5311682A1 | NO | 4 | 729.8 | ZSPR | 1998-04-01 | 1998-04-01 | 0.007298 | 9771 | 1033 | C&I | OBSOLETE | 4 | 0.007298 | 4 | 0 | 182.45 | 729.8
Non Moving Item | M9470432115 | PNUMATIC ACTUTOR LVISCLERIS PIN5314555A1 | NO | 4 | 224.55 | ZSPR | 1998-04-01 | 1998-04-01 | 0.0022455 | 9771 | 1033 | C&I | OBSOLETE | 4 | 0.0022455 | 4 | 0 | 56.14 | 224.56
Non Moving Item | M9470432124 | PNUMATIC ACTUTOR LEVISCLEVIS311756A1 | NO | 2 | 2301.68 | ZSPR | 1998-04-01 | 1998-04-01 | 0.023017 | 9771 | 1033 | C&I | OBSOLETE | 2 | 0.023017 | 2 | 0 | 1150.84 | 2301.68
Non Moving Item | M9470432133 | CLEVIS PIN,5314555 A2,ACTUATOR | NO | 2 | 3031.48 | ZSPR | 1998-04-01 | 1998-04-01 | 0.030315 | 9771 | 1033 | C&I | OBSOLETE | 2 | 0.030315 | 2 | 0 | 1515.74 | 3031.48
Non Moving Item | M9470470188 | PISTON,ACTUATOR,8IN,9280017 | NO | 3 | 1508.7 | ZSPR | 1998-04-01 | 1998-04-01 | 0.015087 | 9771 | 1033 | C&I | OBSOLETE | 3 | 0.015087 | 3 | 0 | 502.9 | 1508.7
Non Moving Item | M9470480187 | NYLOK NUT,ACTUATOR,PNEUMATIC,9280017 | NO | 70 | 726.83 | ZSPR | 1998-04-01 | 1998-04-01 | 0.0072683 | 9771 | 1033 | C&I | OBSOLETE | 70 | 0.0072683 | 70 | 0 | 10.38 | 726.6
Non Moving Item | M9470490186 | HEX&NYLOCK NUT,ACTUATOR | NO | 170 | 2647.76 | ZSPR | 1998-04-01 | 1998-04-01 | 0.026478 | 9771 | 1033 | C&I | OBSOLETE | 170 | 0.026478 | 170 | 0 | 15.58 | 2648.6
Non Moving Item | M9470520791 | FOLLOWER ASSY,ACTUATOR,5327408A1 | NO | 4 | 16736.29 | ZSPR | 1998-04-01 | 1998-04-01 | 0.16736 | 9771 | 1033 | EMD | OBSOLETE | 4 | 0.16736 | 4 | 0 | 4184.07 | 16736.28
Non Moving Item | M9470530010 | POWER CYLINDER SET,DNC100300PPVA20K211+ | NO | 1 | 198166.65 | ZSPR | 2008-03-24 | 2015-01-24 | 1.9817 | 3629 | 1033 | C&I | OBSOLETE | 1 | 1.9817 | 1 | 0 | 198166.65 | 198166.65
Non Moving Item | M9470541367 | O-RING,971886102,ACTUATOR | NO | 4 | 280 | ZSPR | 1998-04-01 | 1998-04-01 | 0.0028 | 9771 | 1033 | C&I | OBSOLETE | 4 | 0.0028 | 4 | 0 | 70 | 280
Non Moving Item | M9470551366 | O-RING,971886021,ACTUATOR | NO | 8 | 478 | ZSPR | 1998-04-01 | 1998-04-01 | 0.00478 | 9771 | 1033 | EMD | OBSOLETE | 8 | 0.00478 | 8 | 0 | 59.75 | 478
Non Moving Item | M9470571373 | DIAPHRAGM,VALVE,100-4TMIRV | NO | 1 | 9626 | ZSPR | 1998-04-01 | 1998-04-01 | 0.09626 | 9771 | 1033 | C&I | OBSOLETE | 1 | 0.09626 | 1 | 0 | 9626 | 9626
Non Moving Item | M9470581372 | DIAPHRAGM,VALVE,100-4TMIRV | NO | 1 | 9626 | ZSPR | 1998-04-01 | 1998-04-01 | 0.09626 | 9771 | 1033 | C&I | OBSOLETE | 1 | 0.09626 | 1 | 0 | 9626 | 9626
Non Moving Item | M9470591371 | DIAPHRAGM,VALVE,100-4TMIRV | NO | 1 | 9626 | ZSPR | 1998-04-01 | 1998-04-01 | 0.09626 | 9771 | 1033 | C&I | OBSOLETE | 1 | 0.09626 | 1 | 0 | 9626 | 9626
Non Moving Item | M9470601377 | DIAPHRAGM,VALVE,100-4TMIRV | NO | 1 | 6813 | ZSPR | 1998-04-01 | 1998-04-01 | 0.06813 | 9771 | 1033 | C&I | OBSOLETE | 1 | 0.06813 | 1 | 0 | 6813 | 6813
Non Moving Item | M9470752141 | DISC,ACTUATOR,F/SELLA VLV,2IN,71.21 | NO | 1 | 1048 | ZSPR | 1998-04-01 | 1998-04-01 | 0.01048 | 9771 | 1033 | C&I | OBSOLETE | 1 | 0.01048 | 1 | 0 | 1048 | 1048
Non Moving Item | M9470752150 | SEAT RING,ACTUATOR,F/SELLA VLV,71.21,2IN | NO | 1 | 354.05 | ZSPR | 1998-04-01 | 1998-04-01 | 0.0035405 | 9771 | 1033 | C&I | OBSOLETE | 1 | 0.0035405 | 1 | 0 | 354.05 | 354.05
Non Moving Item | M9470752178 | GASKET,ACTUATOR,F/SELLA VLV,71.21,3IN | NO | 6 | 424.87 | ZSPR | 1998-04-01 | 1998-04-01 | 0.0042487 | 9771 | 1033 | C&I | OBSOLETE | 6 | 0.0042487 | 6 | 0 | 70.81 | 424.86
Non Moving Item | M9470752187 | SEAT RING,ACTUATOR,F/SELLA VLV,71.21,3IN | NO | 1 | 807.25 | ZSPR | 1998-04-01 | 1998-04-01 | 0.0080725 | 9771 | 1033 | C&I | OBSOLETE | 1 | 0.0080725 | 1 | 0 | 807.25 | 807.25
Non Moving Item | M9470752196 | DISC,ACTUATOR,F/SELLA VLV,1121,3IN | NO | 1 | 2053.54 | ZSPR | 1998-04-01 | 1998-04-01 | 0.020535 | 9771 | 1033 | C&I | OBSOLETE | 1 | 0.020535 | 1 | 0 | 2053.54 | 2053.54
Non Moving Item | M9470752202 | DISC,ACTUATOR,F/SELLA VLV,3111,2IN | NO | 1 | 2761.65 | ZSPR | 1998-04-01 | 1998-04-01 | 0.027617 | 9771 | 1033 | C&I | OBSOLETE | 1 | 0.027617 | 1 | 0 | 2761.65 | 2761.65
Non Moving Item | M9470752211 | ACTUATOR,PNEU,100X150MM,MSC09640,SELLA | NO | 1 | 5477.74 | ZSPR | 1998-04-01 | 1998-04-01 | 0.054777 | 9771 | 1033 | C&I | OBSOLETE | 1 | 0.054777 | 1 | 0 | 5477.74 | 5477.74
Non Moving Item | M9470752220 | ACTUATOR,PNEU,MSC09640,SELLA | NO | 1 | 4266.87 | ZSPR | 1998-04-01 | 1998-04-01 | 0.042669 | 9771 | 1033 | C&I | OBSOLETE | 1 | 0.042669 | 1 | 0 | 4266.87 | 4266.87
Non Moving Item | M9470762238 | ACTUATOR,PNEU,67F RS/N,FISHER | NO | 1 | 495.68 | ZSPR | 1998-04-01 | 1998-04-01 | 0.0049568 | 9771 | 1033 | C&I | OBSOLETE | 1 | 0.0049568 | 1 | 0 | 495.68 | 495.68
Non Moving Item | M9470762247 | GASKET,IC1280-0301,ACTUATOR | NO | 3 | 424.87 | ZSPR | 1998-04-01 | 1998-04-01 | 0.0042487 | 9771 | 1033 | C&I | OBSOLETE | 3 | 0.0042487 | 3 | 0 | 141.62 | 424.86
Non Moving Item | M9470762256 | GASKET,IF 82680402,ACTUATOR | NO | 3 | 212.43 | ZSPR | 1998-04-01 | 1998-04-01 | 0.0021243 | 9771 | 1033 | C&I | OBSOLETE | 3 | 0.0021243 | 3 | 0 | 70.81 | 212.43
Non Moving Item | M9470782290 | DRIVE LEVER,5314988 J1,ACTUATOR | NO | 4 | 4420.92 | ZSPR | 1998-04-01 | 1998-04-01 | 0.044209 | 9771 | 1033 | C&I | OBSOLETE | 4 | 0.044209 | 4 | 0 | 1105.23 | 4420.92
Non Moving Item | M9470802310 | RETAINING RING,531765841,ACTUATOR | NO | 3 | 1263.12 | ZSPR | 1998-04-01 | 1998-04-01 | 0.012631 | 9771 | 1033 | C&I | OBSOLETE | 3 | 0.012631 | 3 | 0 | 421.04 | 1263.12
Non Moving Item | M9470812328 | RING LOCK,5317665-A1,ACTUATOR | NO | 6 | 757.87 | ZSPR | 1998-04-01 | 1998-04-01 | 0.0075787 | 9771 | 1033 | C&I | OBSOLETE | 6 | 0.0075787 | 6 | 0 | 126.31 | 757.86
Non Moving Item | M9470822336 | SEALING WATER RING,100-80-11/47,ACTUATOR | NO | 2 | 23561.02 | ZSPR | 1998-04-01 | 1998-04-01 | 0.23561 | 9771 | 1033 | C&I | OBSOLETE | 2 | 0.23561 | 2 | 0 | 11780.51 | 23561.02
Non Moving Item | M9470832344 | SHAFT SLEEVE,5311762 A1,ACTUATOR | NO | 1 | 16981.94 | ZSPR | 1998-04-01 | 1998-04-01 | 0.16982 | 9771 | 1033 | EMD | OBSOLETE | 1 | 0.16982 | 1 | 0 | 16981.94 | 16981.94
Non Moving Item | M9470841942 | BELLOW,SAOM02SMA3L2330,ACTUATOR | NO | 224 | 55488.64 | ZSPR | 1998-04-01 | 1998-04-01 | 0.55489 | 9771 | 1033 | C&I | OBSOLETE | 224 | 0.55489 | 224 | 0 | 247.72 | 55489.28
Non Moving Item | M9470841960 | BELLOW,SAOM02SMA3L2330,ACTUATOR | NO | 75 | 20197 | ZSPR | 1998-04-01 | 1998-04-01 | 0.20197 | 9771 | 1033 | C&I | OBSOLETE | 75 | 0.20197 | 75 | 0 | 269.29 | 20196.75
Non Moving Item | M9470841979 | BELLOW,ACTUATOR,F/MASONIL C/V 1IN | NO | 1 | 0 | ZSPR | 1998-04-01 | 1998-04-01 | 0 | 9771 | 1033 | C&I | OBSOLETE | 1 | 0 | 1 | 0 | 0 | 0
Non Moving Item | M9470862378 | RIVET,360063-010,ACTUATOR | NO | 234 | 2104.49 | ZSPR | 1998-04-01 | 1998-04-01 | 0.021045 | 9771 | 1033 | C&I | OBSOLETE | 234 | 0.021045 | 234 | 0 | 8.99 | 2103.66
Non Moving Item | M9470892436 | PNUMATIC ACTUTOR PIVOTFRAME IMPELER TUB | NO | 76 | 6384 | ZSPR | 1998-04-01 | 1998-04-01 | 0.06384 | 9771 | 1033 | C&I | OBSOLETE | 76 | 0.06384 | 76 | 0 | 84 | 6384
Non Moving Item | M9472280499 | DRAIN COCK FOR SHAVO NORGREN FILTER REGU | NO | 10 | 126.54 | ZSPR | 1998-04-01 | 2000-09-22 | 0.0012654 | 8866 | 1033 | C&I | OBSOLETE | 10 | 0.0012654 | 10 | 0 | 12.65 | 126.5
Non Moving Item | M9472685456 | DIAPHRAGM ASSY,IB 7989000 B2 | NO | 10 | 915.15 | ZSPR | 1998-04-01 | 1998-04-01 | 0.0091515 | 9771 | 1033 | C&I | OBSOLETE | 10 | 0.0091515 | 10 | 0 | 91.52 | 915.2
Non Moving Item | M9472883852 | BOWL,3/4IN,VELJAN,FILTER LUBRICATOR | NO | 10 | 453.43 | ZSPR | 1998-04-01 | 2004-08-23 | 0.0045343 | 7435 | 1033 | C&I | OBSOLETE | 10 | 0.0045343 | 10 | 0 | 45.34 | 453.4
Non Moving Item | M9479090237 | BOX MA METER,29000013,OPACITY MONITOR | NO | 3 | 4745.52 | ZSPR | 1998-04-01 | 1998-04-01 | 0.047455 | 9771 | 1033 | C&I | OBSOLETE | 3 | 0.047455 | 3 | 0 | 1581.84 | 4745.52
Non Moving Item | M9479100303 | OPACITY COMONITOR CONVERT THCOUP420MA | NO | 1 | 8580.1 | ZSPR | 1998-04-01 | 1998-04-01 | 0.085801 | 9771 | 1033 | C&I | OBSOLETE | 1 | 0.085801 | 1 | 0 | 8580.1 | 8580.1
Non Moving Item | M9479100312 | OPACITY COMONITOR COVERT THCOUP4TO20MA | NO | 1 | 8580.1 | ZSPR | 1998-04-01 | 1998-04-01 | 0.085801 | 9771 | 1033 | C&I | OBSOLETE | 1 | 0.085801 | 1 | 0 | 8580.1 | 8580.1
Non Moving Item | M9479171530 | BUS CARD,2017505,SICK,OPACITY MONITOR | NO | 1 | 24842.17 | ZSPR | 2008-02-12 |  | 0.24842 | 6167 | 1033 | C&I | OBSOLETE | 1 | 0.24842 | 1 | 0 | 24842.17 | 24842.17
Non Moving Item | M9479351563 | PCB CONNECTION,2016727,SICK,OM D41-A3 | NO | 1 | 24842.17 | ZSPR | 2008-02-12 |  | 0.24842 | 6167 | 1033 | C&I | OBSOLETE | 1 | 0.24842 | 1 | 0 | 24842.17 | 24842.17
Non Moving Item | M9479361571 | ELEC BRD EVALUATOR,2015802,SICK | NO | 1 | 24842.17 | ZSPR | 2008-02-12 |  | 0.24842 | 6167 | 1033 | C&I | OBSOLETE | 1 | 0.24842 | 1 | 0 | 24842.17 | 24842.17
Non Moving Item | M9479371589 | ELEC BRD PROCESSOR,2015790,SICK | NO | 1 | 24842.17 | ZSPR | 2008-02-12 |  | 0.24842 | 6167 | 1033 | C&I | OBSOLETE | 1 | 0.24842 | 1 | 0 | 24842.17 | 24842.17
Non Moving Item | M9479621521 | EPROM,2017576,SICK,OPACITY MONITOR | NO | 1 | 24842.17 | ZSPR | 2008-02-12 |  | 0.24842 | 6167 | 1033 | C&I | OBSOLETE | 1 | 0.24842 | 1 | 0 | 24842.17 | 24842.17
Non Moving Item | M9481018949 | ACTUATOR,ELE,LIMITORQUE | NO | 1 | 4468.39 | ZSPR | 1998-04-01 | 1998-04-01 | 0.044684 | 9771 | 1033 | C&I | OBSOLETE | 1 | 0.044684 | 1 | 0 | 4468.39 | 4468.39
Non Moving Item | M9481056156 | OIL SEAL SET,13014,AUMA,ACTUATOR | NO | 1 | 3368.4 | ZSPR | 2017-06-30 |  | 0.033684 | 2741 | 1033 | EMD | OBSOLETE | 1 | 0.033684 | 1 | 0 | 3368.4 | 3368.4
| M9481200165 | WORM SHAFT,21,AUMA,ACTUATOR,SMC-02 | NO | 8 | 16552 | ZSPR | 2007-01-30 | 2022-08-02 |  |  |  | EMD | OBSOLETE | 8 | 0.16552 | 0 | 8 | 2069 | 0
Non Moving Item | M9481210146 | TORQUE SWITCH ASSY,AUMA,ACTUATOR,SMC-02T | NO | 1 | 47736 | ZSPR | 1998-04-01 | 1998-04-01 | 0.47736 | 9771 | 1033 | C&I | OBSOLETE | 1 | 0.47736 | 1 | 0 | 47736 | 47736
Non Moving Item | M9481349846 | ELECTRICAL ASSY,52034 | NO | 1 | 50759 | ZSPR | 1998-04-01 | 1998-04-01 | 0.50759 | 9771 | 1033 | C&I | OBSOLETE | 1 | 0.50759 | 1 | 0 | 50759 | 50759
Non Moving Item | M9481750208 | MOTOR PINION,AUMA,ACTUATOR | NO | 1 | 54100.37 | ZSPR | 1998-04-01 | 1998-04-01 | 0.541 | 9771 | 1033 | C&I | OBSOLETE | 1 | 0.541 | 0 | 1 | 54100.37 | 0
Non Moving Item | M9481751584 | L/W COVER,LIMITORQUE,ACTUATOR | NO | 50 | 23844.48 | ZSPR | 1998-04-01 | 1998-04-01 | 0.23844 | 9771 | 1033 | C&I | OBSOLETE | 50 | 0.23844 | 50 | 0 | 476.89 | 23844.5
Non Moving Item | M9481751654 | OIL SEAL,LIMITORQUE,ACTUATOR | NO | 100 | 3238.91 | ZSPR | 2001-06-01 | 2001-06-01 | 0.032389 | 8614 | 1033 | C&I | OBSOLETE | 100 | 0.032389 | 100 | 0 | 32.39 | 3239
Non Moving Item | M9481751803 | CLAMPING RING,LIMITORQUE,ACTUATOR | NO | 15 | 1589 | ZSPR | 1998-04-01 | 2006-08-30 | 0.01589 | 6698 | 1033 | C&I | OBSOLETE | 15 | 0.01589 | 15 | 0 | 105.93 | 1588.95
Non Moving Item | M9481751812 | CONTROL SWITCH,LIMITORQUE,ACTUATOR | NO | 1 | 1853.44 | ZSPR | 1998-04-01 | 1998-04-01 | 0.018534 | 9771 | 1033 | C&I | OBSOLETE | 1 | 0.018534 | 1 | 0 | 1853.44 | 1853.44
Non Moving Item | M9481990712 | CLUTCH/BREAK LINING,EMG,ACTUATOR | NO | 8 | 370.1 | ZSPR | 1998-04-01 | 1998-04-01 | 0.003701 | 9771 | 1033 | EMD | OBSOLETE | 8 | 0.003701 | 8 | 0 | 46.26 | 370.08
Non Moving Item | M9488990050 | PLUG,247/5104,VALVE,DIA 252MM | NO | 4 | 154345.57 | ZSPR | 1998-04-01 | 1998-04-01 | 1.5435 | 9771 | 1033 | C&I | OBSOLETE | 4 | 1.5435 | 4 | 0 | 38586.39 | 154345.56
Non Moving Item | M9488990087 | PNEUMATC ACTUATR 250MMTY IIICYL DIA 15 | NO | 1 | 6775.09 | ZSPR | 1998-04-01 | 1998-04-01 | 0.067751 | 9771 | 1033 | C&I | OBSOLETE | 1 | 0.067751 | 1 | 0 | 6775.09 | 6775.09
Non Moving Item | M9488990096 | PLUG FOR TG VALVE 247/6110 | NO | 2 | 77172.74 | ZSPR | 1998-04-01 | 1998-04-01 | 0.77173 | 9771 | 1033 | C&I | OBSOLETE | 2 | 0.77173 | 2 | 0 | 38586.37 | 77172.74
Non Moving Item | M9488990148 | SEAT,244/6226,TG VALVE | NO | 1 | 34732.96 | ZSPR | 1998-04-01 | 1998-04-01 | 0.34733 | 9771 | 1033 | C&I | OBSOLETE | 1 | 0.34733 | 1 | 0 | 34732.96 | 34732.96
Non Moving Item | M9488990166 | SEAT,244/6223,TG VALVE | NO | 1 | 34732.96 | ZSPR | 1998-04-01 | 1998-04-01 | 0.34733 | 9771 | 1033 | C&I | OBSOLETE | 1 | 0.34733 | 1 | 0 | 34732.96 | 34732.96
Non Moving Item | M9488990184 | SEAT-740,244/6276,TG VALVE | NO | 1 | 34732.96 | ZSPR | 1998-04-01 | 1998-04-01 | 0.34733 | 9771 | 1033 | C&I | OBSOLETE | 1 | 0.34733 | 1 | 0 | 34732.96 | 34732.96
Non Moving Item | M9488990193 | PACKING IR 29000101 FOR 667-34-ED-356067 | SET | 3 | 6797.88 | ZSPR | 1998-04-01 | 1998-04-01 | 0.067979 | 9771 | 1033 | C&I | OBSOLETE | 3 | 0.067979 | 3 | 0 | 2265.96 | 6797.88
Non Moving Item | M9488990218 | SEAT,7/25983,VALVE,47-1181510IN-N | NO | 1 | 46020.86 | ZSPR | 1998-04-01 | 1998-04-01 | 0.46021 | 9771 | 1033 | C&I | OBSOLETE | 1 | 0.46021 | 1 | 0 | 46020.86 | 46020.86
Non Moving Item | M9488990227 | SEAT,7/25984,VALVE,47-1181510IN-N | NO | 1 | 46020.86 | ZSPR | 1998-04-01 | 1998-04-01 | 0.46021 | 9771 | 1033 | C&I | OBSOLETE | 1 | 0.46021 | 1 | 0 | 46020.86 | 46020.86
Non Moving Item | M9488990245 | SET GASKET 8081026500020 FOR OLAER ACCUM | SET | 3 | 1529.52 | ZSPR | 1998-04-01 | 1998-04-01 | 0.015295 | 9771 | 1033 | C&I | OBSOLETE | 3 | 0.015295 | 3 | 0 | 509.84 | 1529.52
Non Moving Item | M9488990254 | SET 3IN BODY/BONNET GASKETS FOR SELLA VA | NO | 2 | 1359.57 | ZSPR | 1998-04-01 | 1998-04-01 | 0.013596 | 9771 | 1033 | C&I | OBSOLETE | 2 | 0.013596 | 2 | 0 | 679.79 | 1359.58
Non Moving Item | M9488990272 | STEM PACKING FOR 3111 SELLA 2IN VALVE | SET | 3 | 2039.36 | ZSPR | 1998-04-01 | 1998-04-01 | 0.020394 | 9771 | 1033 | C&I | OBSOLETE | 3 | 0.020394 | 3 | 0 | 679.79 | 2039.37
Non Moving Item | M9488990281 | SEAT RING FOR 1121 MODEL SELLA 3IN VALVE | NO | 2 | 1586.17 | ZSPR | 1998-04-01 | 1998-04-01 | 0.015862 | 9771 | 1033 | C&I | OBSOLETE | 2 | 0.015862 | 2 | 0 | 793.09 | 1586.18
Non Moving Item | M9488990290 | SET BODY/BONNET GASKET FOR 1121 MODEL S | NO | 2 | 1642.82 | ZSPR | 1998-04-01 | 1998-04-01 | 0.016428 | 9771 | 1033 | C&I | OBSOLETE | 2 | 0.016428 | 2 | 0 | 821.41 | 1642.82
Non Moving Item | M9488990306 | STEM PACKING FOR 1121 MODEL SELLA 3IN V | SET | 6 | 3228.99 | ZSPR | 1998-04-01 | 1998-04-01 | 0.03229 | 9771 | 1033 | C&I | OBSOLETE | 6 | 0.03229 | 6 | 0 | 538.17 | 3229.02
Non Moving Item | M9488990315 | SET ON OFF VALVES 1IN TRIMSTEM FOR ASNI6 | NO | 1 | 1487.03 | ZSPR | 1998-04-01 | 2006-09-05 | 0.01487 | 6692 | 1033 | C&I | OBSOLETE | 1 | 0.01487 | 1 | 0 | 1487.03 | 1487.03
Non Moving Item | M9488990324 | SET ON OFF VALVES ND1/2IN TRIMSTEM FOR A | NO | 2 | 2775.8 | ZSPR | 1998-04-01 | 1998-04-01 | 0.027758 | 9771 | 1033 | C&I | OBSOLETE | 2 | 0.027758 | 2 | 0 | 1387.9 | 2775.8
Non Moving Item | M9488990342 | SEAT COD 14/20281 FOR CONTROL VALVE DIA | NO | 2 | 2046.88 | ZSPR | 1998-04-01 | 1998-04-01 | 0.020469 | 9771 | 1033 | C&I | OBSOLETE | 2 | 0.020469 | 2 | 0 | 1023.44 | 2046.88
Non Moving Item | M9488990351 | WASHER P/N 5313888A1 ITEM-13 | NO | 1 | 1080.67 | ZSPR | 1998-04-01 | 1998-04-01 | 0.010807 | 9771 | 1033 | C&I | OBSOLETE | 1 | 0.010807 | 1 | 0 | 1080.67 | 1080.67
Non Moving Item | M9488990360 | STUD P/N 5311760 A1 ITEM-T.3.1 | NO | 1 | 1894.68 | ZSPR | 1998-04-01 | 1998-04-01 | 0.018947 | 9771 | 1033 | C&I | OBSOLETE | 1 | 0.018947 | 1 | 0 | 1894.68 | 1894.68
Non Moving Item | M9492030601 | BASE O-RING SET,42082-007,MOOG | NO | 6 | 5177.76 | ZSPR | 1998-04-01 | 1998-04-01 | 0.051778 | 9771 | 1033 | C&I | OBSOLETE | 6 | 0.051778 | 6 | 0 | 862.96 | 5177.76
Non Moving Item | M9492030610 | HARDWARE SPARK FACIA TTC51005 ST754552 | NO | 12 | 5017 | ZSPR | 1998-04-01 | 1998-04-01 | 0.05017 | 9771 | 1033 | C&I | OBSOLETE | 12 | 0.05017 | 12 | 0 | 418.08 | 5016.96
Non Moving Item | M9492051259 | VALVE,MAINFOLD,F/TAYLOR CONTROLLER | NO | 1 | 936.96 | ZSPR | 1998-04-01 | 1998-04-01 | 0.0093696 | 9771 | 1033 | C&I | OBSOLETE | 1 | 0.0093696 | 1 | 0 | 936.96 | 936.96
Non Moving Item | M9492121222 | HARDWARE VVZ SCANNER SCANNER747431234 | NO | 2 | 26774.42 | ZSPR | 1998-04-01 | 1998-04-01 | 0.26774 | 9771 | 1033 | C&I | OBSOLETE | 2 | 0.26774 | 2 | 0 | 13387.21 | 26774.42
Non Moving Item | M9492161273 | PILOT,273/9740 | NO | 1 | 2074.09 | ZSPR | 1998-04-01 | 1998-04-01 | 0.020741 | 9771 | 1033 | C&I | OBSOLETE | 1 | 0.020741 | 1 | 0 | 2074.09 | 2074.09
Non Moving Item | M9492161282 | PILOT,273/9741 | NO | 1 | 2718.74 | ZSPR | 1998-04-01 | 1998-04-01 | 0.027187 | 9771 | 1033 | C&I | OBSOLETE | 1 | 0.027187 | 1 | 0 | 2718.74 | 2718.74
Non Moving Item | M9492161291 | PILOT,74/20372 | NO | 1 | 5213.25 | ZSPR | 1998-04-01 | 1998-04-01 | 0.052132 | 9771 | 1033 | C&I | OBSOLETE | 1 | 0.052132 | 1 | 0 | 5213.25 | 5213.25
Non Moving Item | M9492171306 | PIN,14/23664,CONTROL VALVE | NO | 2 | 323.43 | ZSPR | 1998-04-01 | 1998-04-01 | 0.0032343 | 9771 | 1033 | C&I | OBSOLETE | 2 | 0.0032343 | 2 | 0 | 161.72 | 323.44
Non Moving Item | M9492171315 | HARDWARE PINMAKE/ PIN GROVE TYPE | NO | 1 | 141.62 | ZSPR | 1998-04-01 | 1998-04-01 | 0.0014162 | 9771 | 1033 | C&I | OBSOLETE | 1 | 0.0014162 | 1 | 0 | 141.62 | 141.62
Non Moving Item | M9492171324 | HARDWARE PINMAKE/ PIN,P/N:5311767 | NO | 2 | 1964.85 | ZSPR | 1998-04-01 | 1998-04-01 | 0.019648 | 9771 | 1033 | C&I | OBSOLETE | 2 | 0.019648 | 2 | 0 | 982.43 | 1964.86
Non Moving Item | M9492171333 | HARDWARE PINMAKE/ PIN,P/N:5313279 | NO | 2 | 2666.59 | ZSPR | 1998-04-01 | 1998-04-01 | 0.026666 | 9771 | 1033 | C&I | OBSOLETE | 2 | 0.026666 | 2 | 0 | 1333.3 | 2666.6
Non Moving Item | M9492171351 | HARDWARE PINMAKE/ PIN,P/N:53117677 | NO | 1 | 982.43 | ZSPR | 1998-04-01 | 1998-04-01 | 0.0098243 | 9771 | 1033 | C&I | OBSOLETE | 1 | 0.0098243 | 1 | 0 | 982.43 | 982.43
Non Moving Item | M9492181369 | PIN VALVE,FLOW METER | NO | 1 | 6701.42 | ZSPR | 1998-04-01 | 1998-04-01 | 0.067014 | 9771 | 1033 | C&I | OBSOLETE | 1 | 0.067014 | 1 | 0 | 6701.42 | 6701.42
Non Moving Item | M9492201382 | HARDWARE TRE PURGE REGLUT SPARE KIT | SET | 20 | 2863.84 | ZSPR | 1998-04-01 | 1998-04-01 | 0.028638 | 9771 | 1033 | C&I | OBSOLETE | 20 | 0.028638 | 20 | 0 | 143.19 | 2863.8
Non Moving Item | M9492381947 | HWARE:LINER INC RM/41 39000036 | NO | 24 | 3030.05 | ZSPR | 1998-04-01 | 1998-04-01 | 0.030301 | 9771 | 1033 | C&I | OBSOLETE | 24 | 0.030301 | 24 | 0 | 126.25 | 3030
Non Moving Item | M9494040730 | FLTRS FOR DEBTI METRE WPT FT001 CIAT | NO | 5 | 2795 | ZSPR | 1998-04-01 | 1998-04-01 | 0.02795 | 9771 | 1033 | C&I | OBSOLETE | 5 | 0.02795 | 5 | 0 | 559 | 2795
Non Moving Item | M9494041052 | ELEMENT,IF25770699,FISHER GOVERNOR | NO | 2 | 424.87 | ZSPR | 1998-04-01 | 1998-04-01 | 0.0042487 | 9771 | 1033 | C&I | OBSOLETE | 2 | 0.0042487 | 2 | 0 | 212.44 | 424.88
Non Moving Item | M9494102506 | MISC CONTROL SWT 3 DIGIT CONTROL DEVICE | NO | 1 | 5172.4 | ZSPR | 1998-04-01 | 1998-04-01 | 0.051724 | 9771 | 1033 | C&I | OBSOLETE | 1 | 0.051724 | 1 | 0 | 5172.4 | 5172.4
Non Moving Item | M9494212016 | CONTACTASSY CONTACTASSY P.T.NO:029961 | NO | 5 | 18086 | ZSPR | 1998-04-01 | 1998-04-01 | 0.18086 | 9771 | 1033 | C&I | OBSOLETE | 5 | 0.18086 | 5 | 0 | 3617.2 | 18086
Non Moving Item | M9494222024 | ELECTRONIC CTRL CARD,YASAKAWA | NO | 3 | 3492.5 | ZSPR | 1998-04-01 | 1998-04-01 | 0.034925 | 9771 | 1033 | C&I | OBSOLETE | 3 | 0.034925 | 3 | 0 | 1164.17 | 3492.51
Non Moving Item | M9494222538 | ELECTRONIC CARD,F/INTEGRATOR | NO | 2 | 23726.9 | ZSPR | 1998-04-01 | 1998-04-01 | 0.23727 | 9771 | 1033 | C&I | OBSOLETE | 2 | 0.23727 | 2 | 0 | 11863.45 | 23726.9
Non Moving Item | M9494242059 | JOINTS EO BELTED JOINTS, GE 16SM | NO | 10 | 2000 | ZSPR | 1998-04-01 | 1998-04-01 | 0.02 | 9771 | 1033 | C&I | OBSOLETE | 10 | 0.02 | 10 | 0 | 200 | 2000
Non Moving Item | M9494382335 | SPRING,PILOT VALVE | NO | 9 | 284.07 | ZSPR | 1998-04-01 | 1999-10-13 | 0.0028407 | 9211 | 1033 | C&I | OBSOLETE | 9 | 0.0028407 | 9 | 0 | 31.56 | 284.04
Non Moving Item | M9494402358 | SMN202 CC TYPEA F C K N E L T S | NO | 8 | 5682.56 | ZSPR | 1998-04-01 | 1998-04-01 | 0.056826 | 9771 | 1033 | C&I | OBSOLETE | 8 | 0.056826 | 8 | 0 | 710.32 | 5682.56
Non Moving Item | M9494412366 | JUMPER ASSY,WDM-2,12360533 | NO | 18 | 280.8 | ZSPR | 1998-04-01 | 1998-04-01 | 0.002808 | 9771 | 1033 | C&I | OBSOLETE | 18 | 0.002808 | 18 | 0 | 15.6 | 280.8
Non Moving Item | M9494500238 | POSITION INDICATOR CAM 1 W 1667 | NO | 15 | 10762.97 | ZSPR | 1998-04-01 | 2009-07-18 | 0.10763 | 5645 | 1033 | C&I | OBSOLETE | 15 | 0.10763 | 15 | 0 | 717.53 | 10762.95
Non Moving Item | M9494502452 | ORING FORACS PNL | NO | 100 | 416 | ZSPR | 1998-04-01 | 1998-04-01 | 0.00416 | 9771 | 1033 | C&I | OBSOLETE | 100 | 0.00416 | 100 | 0 | 4.16 | 416
Non Moving Item | M9494502656 | O-RING,63MM,3.5MM,GLAND,70MM | NO | 92 | 174.91 | ZSPR | 1998-04-01 | 2000-05-24 | 0.0017491 | 8987 | 1033 | C&I | OBSOLETE | 92 | 0.0017491 | 92 | 0 | 1.9 | 174.8
Non Moving Item | M9494506684 | THERMOMETER,RESISTANCE,PLATINUM | NO | 1 | 17474 | ZSPR | 2007-02-19 | 2007-02-19 | 0.17474 | 6525 | 1033 | C&I | OBSOLETE | 1 | 0.17474 | 1 | 0 | 17474 | 17474
Non Moving Item | M9494522487 | TRANSFER CARD,MPF-2 | NO | 2 | 715.05 | ZSPR | 1998-04-01 | 1998-04-01 | 0.0071505 | 9771 | 1033 | C&I | OBSOLETE | 2 | 0.0071505 | 2 | 0 | 357.53 | 715.06
Non Moving Item | M9494522496 | TRANSFER CARD,BUMPLESS,F/DM PLANT | NO | 4 | 25681.94 | ZSPR | 1998-04-01 | 1998-04-01 | 0.25682 | 9771 | 1033 | C&I | OBSOLETE | 4 | 0.25682 | 4 | 0 | 6420.49 | 25681.96
Non Moving Item | M9494526035 | SEALING PLUG,2-41-55303-000,BOPP&REUTHER | NO | 1 | 887 | ZSPR | 1998-04-01 | 1998-04-01 | 0.00887 | 9771 | 1033 | C&I | OBSOLETE | 1 | 0.00887 | 1 | 0 | 887 | 887
Non Moving Item | M9494552554 | INTEGRATOR COUNT,F/FLOW MEASUREMENT | NO | 1 | 6000 | ZSPR | 1998-04-01 | 1998-04-01 | 0.06 | 9771 | 1033 | C&I | OBSOLETE | 1 | 0.06 | 1 | 0 | 6000 | 6000
Non Moving Item | M9494573528 | TRANSFORMER,30961550,F/PSU,HYDRASTEP-1&2 | NO | 3 | 11176.11 | ZSPR | 1998-04-01 | 1998-04-01 | 0.11176 | 9771 | 1033 | C&I | OBSOLETE | 3 | 0.11176 | 3 | 0 | 3725.37 | 11176.11
Non Moving Item | M9494573573 | LATCH ATTACHMENT,HYDRASTEP | NO | 2 | 1532.96 | ZSPR | 1998-04-01 | 1998-04-01 | 0.01533 | 9771 | 1033 | C&I | OBSOLETE | 2 | 0.01533 | 2 | 0 | 766.48 | 1532.96
Non Moving Item | M9494582676 | PRESSURE INDICATOR,0-10000MMWC,1/2IN NPT | NO | 1 | 2400 | ZSPR | 1998-04-01 | 1998-04-01 | 0.024 | 9771 | 1033 | C&I | OBSOLETE | 1 | 0.024 | 1 | 0 | 2400 | 2400
Non Moving Item | M9494582746 | INTERFACE MOD CPLR,6ES53043UB11,SIEMENS | NO | 1 | 101387.62 | ZSPR | 2005-12-19 | 2005-12-19 | 1.0139 | 6952 | 1033 | C&I | OBSOLETE | 1 | 1.0139 | 1 | 0 | 101387.62 | 101387.62
Non Moving Item | M9494652861 | :SLDC:HEAD ALIFIER BOXBRACKETS | NO | 24 | 27613.26 | ZSPR | 1998-04-01 | 1998-04-01 | 0.27613 | 9771 | 1033 | C&I | OBSOLETE | 24 | 0.27613 | 24 | 0 | 1150.55 | 27613.2
Non Moving Item | M9494656911 | POTENTIOMETER,SINGLE TURN,0-1KOHM,2W | NO | 1 | 1429.9 | ZSPR | 1998-04-01 | 1998-04-01 | 0.014299 | 9771 | 1033 | C&I | OBSOLETE | 1 | 0.014299 | 1 | 0 | 1429.9 | 1429.9
Non Moving Item | M9494657175 | SELECTIVE CONTROL BLOCK (RELAY BASED) | NO | 3 | 1853.68 | ZSPR | 1998-04-01 | 1998-04-01 | 0.018537 | 9771 | 1033 | C&I | OBSOLETE | 3 | 0.018537 | 3 | 0 | 617.89 | 1853.67
Non Moving Item | M9494662897 | DIAPHRAGM,SBO-M05-S-M-A5V-002+ | NO | 6 | 3598.47 | ZSPR | 2001-12-22 | 2012-04-30 | 0.035985 | 4628 | 1033 | C&I | OBSOLETE | 6 | 0.035985 | 6 | 0 | 599.75 | 3598.5
Non Moving Item | M9494663702 | FULL LEGEND CONSLE LIGHT,ZF206,MICRO-USA | NO | 7 | 0 | ZSPR | 1998-04-01 | 2006-05-16 | 0 | 6804 | 1033 | C&I | OBSOLETE | 7 | 0 | 7 | 0 | 0 | 0
Non Moving Item | M9494663711 | SPLIT LEGEND CONSOLE LIGHT MODULE,2F212 | NO | 5 | 0 | ZSPR | 1998-04-01 | 2006-05-16 | 0 | 6804 | 1033 | C&I | OBSOLETE | 5 | 0 | 5 | 0 | 0 | 0
Non Moving Item | M9494676012 | AUXILIARY RELAY,CN9076354014 | NO | 47 | 89.93 | ZSPR | 1998-04-01 | 1998-04-01 | 0.0008993 | 9771 | 1033 | C&I | OBSOLETE | 47 | 0.0008993 | 47 | 0 | 1.91 | 89.77
Non Moving Item | M9494676527 | EP TIMER 220VAC;0.05-180S;BCH#KRTPNI | NO | 7 | 19514.33 | ZSPR | 2010-11-03 | 2015-11-23 | 0.19514 | 3326 | 1033 | C&I | OBSOLETE | 7 | 0.19514 | 7 | 0 | 2787.76 | 19514.32
Non Moving Item | M9494676632 | B' RELAY-800 OHMS ITI CODE-287200B | NO | 10 | 17.99 | ZSPR | 1998-04-01 | 1998-04-01 | 0.0001799 | 9771 | 1033 | C&I | OBSOLETE | 10 | 0.0001799 | 10 | 0 | 1.8 | 18
Non Moving Item | M9494703112 | GLASS TUBE,TURBINE | NO | 4 | 16764 | ZSPR | 2002-11-21 | 2002-11-21 | 0.16764 | 8076 | 1033 | C&I | OBSOLETE | 4 | 0.16764 | 4 | 0 | 4191 | 16764
Non Moving Item | M9494703121 | MOUNTING SCREW,TURBINE | SET | 4 | 245.5 | ZSPR | 1998-04-01 | 1998-04-01 | 0.002455 | 9771 | 1033 | C&I | OBSOLETE | 4 | 0.002455 | 4 | 0 | 61.38 | 245.52
Non Moving Item | M9494713218 | MISC:ITM BMPP:DIF PRSR SWTCH-MIX HP DOZ | NO | 2 | 31493.54 | ZSPR | 1998-04-01 | 1998-04-01 | 0.31494 | 9771 | 1033 | C&I | OBSOLETE | 2 | 0.31494 | 2 | 0 | 15746.77 | 31493.54
Non Moving Item | M9494713227 | MISC:ITM BMPP:PRSR SWTCH210 MIXER HP DOZ | NO | 1 | 10845.24 | ZSPR | 1998-04-01 | 1998-04-01 | 0.10845 | 9771 | 1033 | C&I | OBSOLETE | 1 | 0.10845 | 1 | 0 | 10845.24 | 10845.24
Non Moving Item | M9494713254 | RTD,PT100,DUPLEX,0-120DEG.C | NO | 3 | 7358.92 | ZSPR | 1998-04-01 | 1998-04-01 | 0.073589 | 9771 | 1033 | C&I | OBSOLETE | 3 | 0.073589 | 3 | 0 | 2452.97 | 7358.91
Non Moving Item | M9494713263 | DIAL THERMOMETER,50EI42F | NO | 3 | 7358.93 | ZSPR | 1998-04-01 | 1998-04-01 | 0.073589 | 9771 | 1033 | C&I | OBSOLETE | 3 | 0.073589 | 3 | 0 | 2452.98 | 7358.94
Non Moving Item | M9494723411 | MULTI PIN CONNECTOR,4MM PIN,7.4MM | NO | 8 | 255.14 | ZSPR | 1998-04-01 | 1998-04-01 | 0.0025514 | 9771 | 1033 | C&I | OBSOLETE | 8 | 0.0025514 | 8 | 0 | 31.89 | 255.12
Non Moving Item | M9494733429 | GASKET,25X13MM,NEOPRENE RUBBER,ACS | M | 600 | 19200 | ZSPR | 1998-04-01 | 2003-01-06 | 0.192 | 8030 | 1033 | C&I | OBSOLETE | 600 | 0.192 | 600 | 0 | 32 | 19200
Non Moving Item | M9494743783 | BATTERY,LITHIUM,3.6V,MEDIUM CELL,UNIT-7 | NO | 9 | 22871.7 | ZSPR | 1998-04-01 | 1998-04-01 | 0.22872 | 9771 | 1033 | C&I | OBSOLETE | 9 | 0.22872 | 9 | 0 | 2541.3 | 22871.7
Non Moving Item | M9494744120 | PRESSURE ELEMENT,70KG/CM2,0.2-3KG/CM2 | NO | 4 | 3012.77 | ZSPR | 1998-04-01 | 1998-04-01 | 0.030128 | 9771 | 1033 | C&I | OBSOLETE | 4 | 0.030128 | 4 | 0 | 753.19 | 3012.76
Non Moving Item | M9494990014 | TB ATTACHMENT 1724 | NO | 9 | 2810.61 | ZSPR | 1998-04-01 | 1998-04-01 | 0.028106 | 9771 | 1033 | C&I | OBSOLETE | 9 | 0.028106 | 9 | 0 | 312.29 | 2810.61
Non Moving Item | M9494990018 | CABLE,STFA,0.5M,ED30142 | NO | 2 | 4743 | ZSPR | 2006-04-19 | 2006-04-19 | 0.04743 | 6831 | 1033 | C&I | OBSOLETE | 2 | 0.04743 | 2 | 0 | 2371.5 | 4743
Non Moving Item | M9494990032 | OPERATING COIL | NO | 2 | 2020.51 | ZSPR | 1998-04-01 | 1998-04-01 | 0.020205 | 9771 | 1033 | C&I | OBSOLETE | 2 | 0.020205 | 2 | 0 | 1010.26 | 2020.52
Non Moving Item | M9494990096 | SOLID STATE BUZZER,1W,220VDC | NO | 3 | 1021.1 | ZSPR | 1998-04-01 | 1998-04-01 | 0.010211 | 9771 | 1033 | C&I | OBSOLETE | 3 | 0.010211 | 3 | 0 | 340.37 | 1021.11
Non Moving Item | M9494990120 | BLOCK PLUG HANDLE | NO | 2 | 4374.9 | ZSPR | 1998-04-01 | 1998-04-01 | 0.043749 | 9771 | 1033 | C&I | OBSOLETE | 2 | 0.043749 | 2 | 0 | 2187.45 | 4374.9
Non Moving Item | M9494990139 | EXTN BASE TERMINAL BASE RX7 | SET | 1 | 1341.64 | ZSPR | 1998-04-01 | 1998-04-01 | 0.013416 | 9771 | 1033 | C&I | OBSOLETE | 1 | 0.013416 | 1 | 0 | 1341.64 | 1341.64
Non Moving Item | M9494990148 | EXTN BASE TERMINAL BASE RX24 | SET | 1 | 3645.75 | ZSPR | 1998-04-01 | 1998-04-01 | 0.036457 | 9771 | 1033 | C&I | OBSOLETE | 1 | 0.036457 | 1 | 0 | 3645.75 | 3645.75
Non Moving Item | M9494990157 | EXTN BASE TERMINAL BASE RX4 | NO | 1 | 5249.89 | ZSPR | 1998-04-01 | 1998-04-01 | 0.052499 | 9771 | 1033 | C&I | OBSOLETE | 1 | 0.052499 | 1 | 0 | 5249.89 | 5249.89
Non Moving Item | M9494990306 | SIGNAL HORN,ETH-240,240VAC,50HZ,5W | NO | 4 | 2091 | ZSPR | 1998-04-01 | 1998-04-01 | 0.02091 | 9771 | 1033 | C&I | OBSOLETE | 4 | 0.02091 | 4 | 0 | 522.75 | 2091
Non Moving Item | M9497080771 | MAXBOP RECORDER 24P REC GEAR TRAIN | NO | 1 | 2847 | ZSPR | 2005-03-26 | 2005-03-26 | 0.02847 | 7220 | 1033 | C&I | OBSOLETE | 1 | 0.02847 | 1 | 0 | 2847 | 2847
| M9501056002 | REDUNDANT MODULE,1771-ACNR-15 | NO | 0 | 0 | ZSPR | [5 empty] | C&I | OBSOLETE | 0 |  | 0 | 0 | 134028.02 | 0
| M9502050137 | AI MODULE,1771-IFE+,ROCKWELL | NO | 0 | 0 | ZSPR | [5 empty] | C&I | OBSOLETE | 0 |  | 0 | 0 | 124644.02 | 0
Non Moving Item | M9506746001 | I/O BUS COUPLER MOD,6DS1322-8BA | NO | 1 | 900067.6 | ZSPR | 2013-08-16 | 2014-07-16 | 9.0007 | 3821 | 1033 | EMD | OBSOLETE | 1 | 9.0007 | 1 | 0 | 900067.6 | 900067.6
Non Moving Item | M9516026007 | MOD BUS TERMINATOR,TB807,ABB,PLC | NO | 5 | 12609.42 | ZSPR | 2010-12-31 |  | 0.12609 | 5114 | 1033 | C&I | OBSOLETE | 5 | 0.12609 | 5 | 0 | 2521.88 | 12609.4
Non Moving Item | M9516026008 | MOD BUS EXTN UNIT,3BSE008536R1,ABB | NO | 2 | 15589.83 | ZSPR | 2010-12-31 |  | 0.1559 | 5114 | 1033 | C&I | OBSOLETE | 2 | 0.1559 | 2 | 0 | 7794.92 | 15589.84
Non Moving Item | M9516026021 | MOD BUS OPT PORT,3BSE008560R1,ABB | NO | 2 | 21092.11 | ZSPR | 2010-12-31 |  | 0.21092 | 5114 | 1033 | C&I | OBSOLETE | 2 | 0.21092 | 2 | 0 | 10546.06 | 21092.12
Non Moving Item | M9520026006 | DI EXTN MODULE,XI16E1,ABB | NO | 4 | 37979.52 | ZSPR |  | 2018-09-17 | 0.3798 | 2297 | 1033 | C&I | OBSOLETE | 4 | 0.3798 | 4 | 0 | 9494.88 | 37979.52
| M9523056121 | DO MODULE,1771-OBN,A-B,PLC,SERIES-B | NO | 0 | 0 | ZSPR | [5 empty] | C&I | OBSOLETE | 0 |  | 0 | 0 | 66096.01 | 0
Non Moving Item | M9523700053 | AMPLIFIER,PERTEC,DAS,TYPE-80 | NO | 1 | 30000 | ZSPR | 1998-04-01 | 2009-06-22 | 0.3 | 5671 | 1033 | C&I | OBSOLETE | 1 | 0.3 | 1 | 0 | 30000 | 30000
Non Moving Item | M9523990012 | TEMPERATURE SWITCH,SBOI01SIAOC022A | NO | 1 | 10692.66 | ZSPR | 1998-04-01 | 2000-05-12 | 0.10693 | 8999 | 1033 | C&I | OBSOLETE | 1 | 0.10693 | 1 | 0 | 10692.66 | 10692.66
Non Moving Item | M9556056001 | MEMORY CARTRIDGE,1785CHBM,ROCKWELL | NO | 1 | 201276.63 | ZSPR | 2013-12-04 |  | 2.0128 | 4045 | 1033 | C&I | OBSOLETE | 1 | 2.0128 | 1 | 0 | 201276.63 | 201276.63
Non Moving Item | M9557676006 | EXPANDER MODULE,140XBE10000,SCHNEIDER | NO | 2 | 33949.46 | ZSPR | 2009-12-15 |  | 0.33949 | 5495 | 1033 | C&I | OBSOLETE | 2 | 0.33949 | 2 | 0 | 16974.73 | 33949.46
Non Moving Item | M9557746072 | FUSE MODULE/SAFEGUARD MODULE | NO | 6 | 10038.6 | ZSPR | 1998-04-01 | 1999-06-28 | 0.10039 | 9318 | 1033 | C&I | OBSOLETE | 6 | 0.10039 | 6 | 0 | 1673.1 | 10038.6
Non Moving Item | M9559050018 | INPUT/OUTPUT CHASSIS,1771-A3B,12SLOT | NO | 1 | 19094.4 | ZSPR | 2013-12-04 |  | 0.19094 | 4045 | 1033 | C&I | OBSOLETE | 1 | 0.19094 | 1 | 0 | 19094.4 | 19094.4
Non Moving Item | M9565056271 | LITHIUM BATTERY,1747-BA2,ALLEN-BRADLEY | NO | 3 | 15055.22 | ZSPR | 2013-12-24 |  | 0.15055 | 4025 | 1033 | C&I | OBSOLETE | 3 | 0.15055 | 3 | 0 | 5018.41 | 15055.23
| M9565056290 | POWER SUPPLY,1771P5E,PLC,A-B | NO | 2 | 133416.02 | ZOTS | 2013-12-24 |  |  |  |  | C&I | OBSOLETE | 2 | 1.3342 | 2 | 0 | 66708.01 | 133416.02
Non Moving Item | M9565276050 | HIG CAP POWER SUPPLY,IC693PWR331,PLC | NO | 1 | 19465 | ZSPR | 2005-07-21 | 2005-07-21 | 0.19465 | 7103 | 1033 | C&I | OBSOLETE | 1 | 0.19465 | 1 | 0 | 19465 | 19465
Non Moving Item | M9569026004 | CABLE,MODBUS EXTENSION,300MM,ABB | NO | 4 | 39891.62 | ZSPR | 2010-12-31 |  | 0.39892 | 5114 | 1033 | C&I | OBSOLETE | 4 | 0.39892 | 4 | 0 | 9972.91 | 39891.64
Non Moving Item | M9571300018 | NOVATONE HORN,PANALARM,DAS | NO | 3 | 2739 | ZSPR | 1998-04-01 | 1998-04-01 | 0.02739 | 9771 | 1033 | C&I | OBSOLETE | 3 | 0.02739 | 3 | 0 | 913 | 2739
Non Moving Item | M9575300010 | PRINTED CIRCUIT CARD,4000-0311,DAS,1CH | NO | 15 | 4882.5 | ZSPR | 1998-04-01 | 1998-04-01 | 0.048825 | 9771 | 1033 | C&I | OBSOLETE | 15 | 0.048825 | 15 | 0 | 325.5 | 4882.5
Non Moving Item | M9575500014 | AUXILIARY RELAY,21119,TECHMARK,DAS | SET | 1 | 4729.23 | ZSPR | 1998-04-01 | 1998-04-01 | 0.047292 | 9771 | 1033 | C&I | OBSOLETE | 1 | 0.047292 | 1 | 0 | 4729.23 | 4729.23
Non Moving Item | M9587026002 | CABLE TERMINATOR,3BSC550038R3,ADVENT-ABB | NO | 6 | 14443.52 | ZSPR | 2010-12-31 |  | 0.14444 | 5114 | 1033 | C&I | OBSOLETE | 6 | 0.14444 | 6 | 0 | 2407.25 | 14443.5
Non Moving Item | M9593050025 | CIRCUIT BREAKER,SIEMENS | NO | 1 | 3167.27 | ZSPR | 1998-04-01 | 1998-04-01 | 0.031673 | 9771 | 1033 | C&I | OBSOLETE | 1 | 0.031673 | 1 | 0 | 3167.27 | 3167.27
Non Moving Item | M9593050034 | CIRCUIT BREAKER,5SN7102-OKB30,SIEMENS | NO | 4 | 5755.26 | ZSPR | 1998-04-01 | 1998-04-01 | 0.057553 | 9771 | 1033 | C&I | OBSOLETE | 4 | 0.057553 | 4 | 0 | 1438.82 | 5755.28
Non Moving Item | M9593050043 | CIRCUIT BREAKER,5SN 7103 OKB30-G3A | NO | 1 | 636.75 | ZSPR | 1998-04-01 | 1998-04-01 | 0.0063675 | 9771 | 1033 | C&I | OBSOLETE | 1 | 0.0063675 | 1 | 0 | 636.75 | 636.75
Non Moving Item | M9593050052 | CIRCUIT BREAKER,SIEMENS,DAS | NO | 1 | 636.75 | ZSPR | 1998-04-01 | 1998-04-01 | 0.0063675 | 9771 | 1033 | C&I | OBSOLETE | 1 | 0.0063675 | 1 | 0 | 636.75 | 636.75
| M9598006014 | TS OPERATOR IR,PFXGP4501TAA,SCHNEIDER | NO | 2 | 359899.8 | ZSPR | 2020-10-01 |  |  |  |  | C&I | OBSOLETE | 2 | 3.599 | 2 | 0 | 179949.9 | 359899.8
47140062.92